## Summary
STATUS | Item | % | ETA Foxconn
PO released | 69 | 75.82% | 2023-08-25
Awaiting Development team | 14 | 15.38% | TBD
Requested a New Supplier Development | 8 | 8.791% | TBD
1

## Comp Summary
EPE
53040
MP | Component | Object description | Comp_Qty | abc | MP | abc | Qty | Price | abc | Comments | STATUS | abc | PO | Po Line | ETA | ETA STATUS
10061122-251120HLF | FBRLAL60001014 | CONN FPC BOTTOM 25POS 0.3MM R/A | 1 |  | 10061122-251120HLF |  | 140 | 0.45 |  | PO - EPE | PO released |  | 4800019318 | 10 | 2023-08-25 | Estimated
150150225 | FBRLAL60001088 | Host board to sensor board flex cable | 1 |  | 150150225 |  | 200 | 0.45 |  | PO - EPE | PO released |  | 4800019318 | 20 | 2023-08-25 | Estimated
1981061-1 | FBRLAL60001013 | CONN SPRING BATTERY 3POS R/A SMD | 1 |  | 1981061-1 |  | 140 | 4.28 |  | PO - EPE | PO released |  | 4800019318 | 30 | 2023-08-25 | Estimated
2450AT18D0100001E | FBRLAL60001027 | RF ANT 2.4GHZ CHIP SOLDER SMD | 1 |  | 2450AT18D0100001E |  | 160 | 0.72 |  | PO - EPE | PO released |  | 4800019318 | 40 | 2023-08-25 | Estimated
37387 | FBRLAL60001087 | BATERIARECARREGÁVELLI-POLIMERO3,7V1" | 1 |  | 37387 |  | 0 |  |  |  | Awaiting definition from the development team
434153017835 | FBRLAL60001073 | SWITCH TACTILE SPST-NO 0.05A 12V | 1 |  | 434153017835 |  | 150 | 1.03 |  | PO - EPE | PO released |  | 4800019318 | 50 | 2023-08-25 | Estimated
ABS07-32.768KHZ-6-T | FBRLAL60001083 | CRYSTAL 32.7680KHZ 6PF SMD | 1 |  | ABS07-32.768KHZ-6-T |  | 250 | 1.03 |  | PO - EPE | PO released |  | 4800019318 | 60 | 2023-08-25 | Estimated
APFA2507QBDSEEZGKC | FBRLAL60001047 | LED RGB CLEAR 4SMD R/A | 1 |  | APFA2507QBDSEEZGKC |  | 200 | 0.9 |  | PO - EPE | PO released |  | 4800019318 | 70 | 2023-08-25 | Estimated
BLM21PG221SN1D | FBRLAL60001054 | FERRITE BEAD 220 OHM 0805 1LN | 1 |  | BLM21PG221SN1D |  | 300 | 0.1 |  | PO - EPE | PO released |  | 4800019318 | 80 | 2023-08-25 | Estimated
BW48ABKCLASBK | FBRLAL60001086 | Watertigh enclosure BW4 with Strap | 1 |  | BW48ABKCLASBK |  | 0 |  |  | Aguardando validacao tecnica | Awaiting definition from the development team - SERPAC - Prodmec
C0402C105K8PACTU | FBRLAL60001038 | CAP CER 1UF 10V X5R 0402 | 14 |  | C0402C105K8PACTU |  | 2800 | 0.03 |  | PO - EPE | PO released |  | 4800019318 | 90 | 2023-08-25 | Estimated
C0603C105K3RACTU | FBRLAL60001008 | CAP CER 1UF 25V X7R 0603 | 1 |  | C0603C105K3RACTU |  | 300 | 0.18 |  | PO - EPE | PO released |  | 4800019318 | 100 | 2023-08-25 | Estimated
C0603X5R1A104K030BC | FBRLAL60001046 | CAP CER 0.1UF 10V X5R 0201 | 1 |  | C0603X5R1A104K030BC |  | 300 | 0.06 |  | PO - EPE | PO released |  | 4800019318 | 110 | 2023-08-25 | Estimated
C0603X5R1E104M030BB | FBRLAL60001044 | CAP CER 0.1UF 25V X5R 0201 | 1 |  | C0603X5R1E104M030BB |  | 300 | 0.07 |  | PO - EPE | PO released |  | 4800019318 | 120 | 2023-08-25 | Estimated
C0603X7R1A103K030BA | FBRLAL60001011 | CAP CER 10000PF 10V X7R 0201 | 1 |  | C0603X7R1A103K030BA |  | 300 | 0.09 |  | PO - EPE | PO released |  | 4800019318 | 130 | 2023-08-25 | Estimated
C1005X5R0J225K050BC | FBRLAL60001031 | CAP CER 2.2UF 6.3V X5R 0402 | 1 |  | C1005X5R0J225K050BC |  | 300 | 0.1 |  | PO - EPE | PO released |  | 4800019318 | 140 | 2023-08-25 | Estimated
C1005X5R0J475K050BC | FBRLAL60001030 | CAP CER 4.7UF 6.3V X5R 0402 | 4 |  | C1005X5R0J475K050BC |  | 1200 | 0.14 |  | PO - EPE | PO released |  | 4800019318 | 150 | 2023-08-25 | Estimated
C1005X5R1V105K050BC | FBRLAL60001043 | CAP CER 1UF 35V X5R 0402 | 1 |  | C1005X5R1V105K050BC |  | 300 | 0.09 |  | PO - EPE | PO released |  | 4800019318 | 160 | 2023-08-25 | Estimated
C1005X5R1V225K050BC | FBRLAL60001029 | CAP CER 2.2UF 35V X5R 0402 | 1 |  | C1005X5R1V225K050BC |  | 300 | 0.17 |  | PO - EPE | PO released |  | 4800019318 | 170 | 2023-08-25 | Estimated
C1005X7R1H104K050BB | FBRLAL60001028 | CAP CER 0.1UF 50V X7R 0402 | 1 |  | C1005X7R1H104K050BB |  | 300 | 0.07 |  | PO - EPE | PO released |  | 4800019318 | 180 | 2023-08-25 | Estimated
CL05A105KO5NNNC | FBRLAL60001010 | CAP CER 1UF 16V X5R 0402 | 1 |  | CL05A105KO5NNNC |  | 300 | 0.06 |  | PO - EPE | PO released |  | 4800019318 | 190 | 2023-08-25 | Estimated
CL10A226MO7JZNC | FBRLAL60001039 | CAP CER 22UF 16V X5R 0603 | 7 |  | CL10A226MO7JZNC |  | 2100 | 0.27 |  | PO - EPE | PO released |  | 4800019318 | 200 | 2023-08-25 | Estimated
CM1610H32768DZBT | FBRLAL60001085 | CRYSTAL 32.7680KHZ 6PF SMD | 1 |  | CM1610H32768DZBT |  | 250 | 1.25 |  | PO - EPE | PO released |  | 4800019318 | 210 | 2023-08-25 | Estimated
CRCW02010000Z0ED | FBRLAL60001015 | RES SMD 0 OHM JUMPER 1/20W 0201 | 5 |  | CRCW02010000Z0ED |  | 1500 | 0.02 |  | PO - EPE | PO released |  | 4800019318 | 220 | 2023-08-25 | Estimated
CRCW040210K0FKEE | FBRLAL60001069 | RES SMD 10K OHM 1% 1/16W 0402 | 7 |  | CRCW040210K0FKEE |  | 2100 | 0.01 |  | PO - EPE | PO released |  | 4800019318 | 230 | 2023-08-25 | Estimated
CRCW04024K70FKEDHP | FBRLAL60001067 | RES SMD 4.7K OHM 1% 1/5W 0402 | 1 |  | CRCW04024K70FKEDHP |  | 500 | 0.06 |  | PO - EPE | PO released |  | 4800019318 | 240 | 2023-08-25 | Estimated
DFE201612E-2R2M=P2 | FBRLAL60001052 | FIXED IND 2.2UH 1.8A 116MOHM SMD | 4 |  | DFE201612E-2R2M=P2 |  | 680 | 0.29 |  | PO - EPE | PO released |  | 4800019318 | 250 | 2023-08-25 | Estimated
DX07S024JJ3R1300 | FBRLAL60001051 | CONN RCP USB3.1 TYPEC 24P SMD RA | 1 |  | DX07S024JJ3R1300 |  | 130 | 3.11 |  | PO - EPE | PO released |  | 4800019318 | 260 | 2023-08-25 | Estimated
ERJ-1GN0R00C | FBRLAL60001064 | RES SMD 0 OHM JUMPER 1/20W 0201 | 27 |  | ERJ-1GN0R00C |  | 5400 | 0.01 |  | PO - EPE | PO released |  | 4800019318 | 270 | 2023-08-25 | Estimated
ERJ-1GNF10R0C | FBRLAL60001066 | RES SMD 10 OHM 1% 1/20W 0201 | 1 |  | ERJ-1GNF10R0C |  | 500 | 0.04 |  | PO - EPE | PO released |  | 4800019318 | 280 | 2023-08-25 | Estimated
ERJ-1GNF27R0C | FBRLAL60001058 | RES SMD 27 OHM 1% 1/20W 0201 | 2 |  | ERJ-1GNF27R0C |  | 600 | 0.04 |  | PO - EPE | PO released |  | 4800019318 | 290 | 2023-08-25 | Estimated
ERJ-1GNF3301C | FBRLAL60001062 | RES SMD 3.3K OHM 1% 1/20W 0201 | 4 |  | ERJ-1GNF3301C |  | 1200 | 0.02 |  | PO - EPE | PO released |  | 4800019318 | 300 | 2023-08-25 | Estimated
ERJ-1GNF4701C | FBRLAL60001059 | RES SMD 4.7K OHM 1% 1/20W 0201 | 3 |  | ERJ-1GNF4701C |  | 1000 | 0.03 |  | PO - EPE | PO released |  | 4800019318 | 310 | 2023-08-25 | Estimated
ERJ-1GNF5101C | FBRLAL60001057 | RES SMD 5.1K OHM 1% 1/20W 0201 | 2 |  | ERJ-1GNF5101C |  | 600 | 0.04 |  | PO - EPE | PO released |  | 4800019318 | 320 | 2023-08-25 | Estimated
ERJ-1GNJ103C | FBRLAL60001063 | RES SMD 10K OHM 5% 1/20W 0201 | 3 |  | ERJ-1GNJ103C |  | 1000 | 0.02 |  | PO - EPE | PO released |  | 4800019318 | 330 | 2023-08-25 | Estimated
ERJ-2GE0R00X | FBRLAL60001016 | RES SMD 0 OHM JUMPER 1/10W 0402 | 6 |  | ERJ-2GE0R00X |  | 3000 | 0.02 |  | PO - EPE | PO released |  | 4800019318 | 340 | 2023-08-25 | Estimated
ERJ-2GEJ103X | FBRLAL60001060 | RES SMD 10K OHM 5% 1/10W 0402 | 1 |  | ERJ-2GEJ103X |  | 500 | 0.04 |  | PO - EPE | PO released |  | 4800019318 | 350 | 2023-08-25 | Estimated
ERJ-2GEJ220X | FBRLAL60001068 | RES SMD 22 OHM 5% 1/10W 0402 | 1 |  | ERJ-2GEJ220X |  | 500 | 0.38 |  | PO - EPE | PO released |  | 4800019318 | 360 | 2023-08-25 | Estimated
ERJ-2LWFR010X | FBRLAL60001061 | RES 0.01 OHM 1% 1/5W 0402 | 1 |  | ERJ-2LWFR010X |  | 300 | 0.17 |  | PO - EPE | PO released |  | 4800019318 | 370 | 2023-08-25 | Estimated
ERJ-2RKF1002X | FBRLAL60001017 | RES SMD 10K OHM 1% 1/10W 0402 | 2 |  | ERJ-2RKF1002X |  | 600 | 0.04 |  | PO - EPE | PO released |  | 4800019318 | 380 | 2023-08-25 | Estimated
ERJ-2RKF1003X | FBRLAL60001018 | RES SMD 100K OHM 1% 1/10W 0402 | 1 |  | ERJ-2RKF1003X |  | 500 | 0.04 |  | PO - EPE | PO released |  | 4800019318 | 390 | 2023-08-25 | Estimated
ERJ-2RKF1004X | FBRLAL60001065 | RES SMD 1M OHM 1% 1/10W 0402 | 1 |  | ERJ-2RKF1004X |  | 500 | 0.03 |  | PO - EPE | PO released |  | 4800019318 | 400 | 2023-08-25 | Estimated
EVP-AA102K | FBRLAL60001074 | SWITCH TACTILE SPST-NO 0.02A 15V | 1 |  | EVP-AA102K |  | 150 | 1.21 |  | PO - EPE | PO released |  | 4800019318 | 410 | 2023-08-25 | Estimated
FA-20H 32.0000MF12Y-W3 | FBRLAL60001084 | CRYSTAL 32.0000MHZ 12PF SMD | 1 |  | FA-20H 32.0000MF12Y-W3 |  | 250 | 1.46 |  | PO - EPE | PO released |  | 4800019318 | 420 | 2023-08-25 | Estimated
FH26W-25S-0.3SHW(60) | FBRLAL60001050 | CONN FPC BOTTOM 25POS 0.3MM R/A | 1 |  | FH26W-25S-0.3SHW(60) |  | 140 | 2.1 |  | PO - EPE | PO released |  | 4800019318 | 430 | 2023-08-25 | Estimated
GRM0335C1H160JA01D | FBRLAL60001032 | CAP CER 16PF 50V C0G/NP0 0201 | 2 |  | GRM0335C1H160JA01D |  | 600 | 0.02 |  | PO - EPE | PO released |  | 4800019318 | 440 | 2023-08-25 | Estimated
GRM033C71C104KE14J | FBRLAL60001035 | CAP CER 0.1UF 16V X7S 0201 | 7 |  | GRM033C71C104KE14J |  | 2500 | 0.01 |  | PO - EPE | PO released |  | 4800019318 | 450 | 2023-08-25 | Estimated
GRM033C81A105ME05D | FBRLAL60001040 | CAP CER 1UF 10V X6S 0201 | 3 |  | GRM033C81A105ME05D |  | 1000 | 0.13 |  | PO - EPE | PO released |  | 4800019318 | 460 | 2023-08-25 | Estimated
GRM033C81E104KE14D | FBRLAL60001024 | CAP CER 0.1UF 25V X6S 0201 | 1 |  | GRM033C81E104KE14D |  | 300 | 0.06 |  | PO - EPE | PO released |  | 4800019318 | 470 | 2023-08-25 | Estimated
GRM033R61A104KE15J | FBRLAL60001009 | CAP CER 0.1UF 10V X5R 0201 | 1 |  | GRM033R61A104KE15J |  | 300 | 0.04 |  | PO - EPE | PO released |  | 4800019318 | 480 | 2023-08-25 | Estimated
GRM033R61A105ME15J | FBRLAL60001034 | CAP CER MLCC | 3 |  | GRM033R61A105ME15J |  | 1000 | 0.12 |  | PO - EPE | PO released |  | 4800019318 | 490 | 2023-08-25 | Estimated
GRM033R61C104KE14D | FBRLAL60001042 | CAP CER 0.1UF 16V X5R 0201 | 5 |  | GRM033R61C104KE14D |  | 1500 | 0.02 |  | PO - EPE | PO released |  | 4800019318 | 500 | 2023-08-25 | Estimated
GRM033R61E472MA12D | FBRLAL60001037 | CAP CER 4700PF 25V X5R 0201 | 1 |  | GRM033R61E472MA12D |  | 300 | 0.04 |  | PO - EPE | PO released |  | 4800019318 | 510 | 2023-08-25 | Estimated
GRM033R71A472KA01D | FBRLAL60001041 | CAP CER 4700PF 10V X7R 0201 | 1 |  | GRM033R71A472KA01D |  | 300 | 0.04 |  | PO - EPE | PO released |  | 4800019318 | 520 | 2023-08-25 | Estimated
GRM155R61A106ME11D | FBRLAL60001007 | CAP CER 10UF 10V X5R 0402 | 3 |  | GRM155R61A106ME11D |  | 1000 | 0.04 |  | PO - EPE | PO released |  | 4800019318 | 530 | 2023-08-25 | Estimated
GRM188R61E106MA73J | FBRLAL60001005 | CAP CER 10UF 25V X5R 0603 | 12 |  | GRM188R61E106MA73J |  | 3250 | 0.09 |  | PO - EPE | PO released |  | 4800019318 | 540 | 2023-08-25 | Estimated
GRM188R72A104KA35J | FBRLAL60001006 | CAP CER 0.1UF 100V X7R 0603 | 3 |  | GRM188R72A104KA35J |  | 1000 | 0.06 |  | PO - EPE | PO released |  | 4800019318 | 550 | 2023-08-25 | Estimated
GRM21BR61A476ME15K | FBRLAL60001036 | CAP CER 47UF 10V X5R 0805 | 1 |  | GRM21BR61A476ME15K |  | 300 | 0.36 |  | PO - EPE | PO released |  | 4800019318 | 560 | 2023-08-25 | Estimated
HZ1206C202R-10 | FBRLAL60001055 | FERRITE BEAD 2 KOHM 1206 1LN | 1 |  | HZ1206C202R-10 |  | 300 | 0.18 |  | PO - EPE | PO released |  | 4800019318 | 570 | 2023-08-25 | Estimated
KGM05AR51E103KH | FBRLAL60001045 | CAP CER 10000PF 25V X5R 0402 | 1 |  | KGM05AR51E103KH |  | 300 | 0.24 |  | PO - EPE | PO released |  | 4800019318 | 580 | 2023-08-25 | Estimated
LIS2DS12TR | FBRLAL60001021 | ACCEL 2-16G I2C/SPI 12LGA | 1 |  | LIS2DS12TR |  | 130 | 1.59 |  | PO - EPE | PO released |  | 4800019318 | 590 | 2023-08-25 | Estimated
MAX14689EWL+T | FBRLAL60001082 | IC SWITCH DPDT X 1 450MOHM 9WLP | 1 |  | MAX14689EWL+T |  | 150 | 2.96 |  | Item com Cotacao EPE - Aguardando Decisao Tecnica | We have a supplier developed for PO release, we requested the development of a new supplier
MAX20360FEWZ+T | FBRLAL60001075 | EVKIT PART- IC; PMIC WITH ULTRA-LOW IQ R | 1 |  | MAX20360FEWZ+T |  | 2000 | 9.68 |  | Item com Cotacao EPE - Aguardando Decisao Tecnica | We have a supplier developed for PO release, we requested the development of a new supplier
MAX30208_HSP3_DEMO_B | FBRLAL60001023 | PCB:MAX30208_HSP3_DEMO_B | 1 |  | MAX30208_HSP3_DEMO_B |  | 120 |  |  | Aguardando desenvolvimento de Fornecedores Locais - Item encontrado nao Atende | Awaiting definition from the development team
MAX30208CLB+ | FBRLAL60001025 | IC TEMP SENSOR | 1 |  | MAX30208CLB+ |  | 130 | 5.32 |  | Item com Cotacao EPE - Aguardando Decisao Tecnica | We have a supplier developed for PO release, we requested the development of a new supplier
MAX3207EAUT+T | FBRLAL60001080 | TVS DIODE SOT23-6 | 1 |  | MAX3207EAUT+T |  | 130 | 1.89 |  | Item com Cotacao EPE - Aguardando Decisao Tecnica | We have a supplier developed for PO release, we requested the development of a new supplier
MAX32666GXMBT+ | FBRLAL60001078 | IC MCU 32BIT 1MB FLASH 121CTBGA | 1 |  | MAX32666GXMBT+ |  | 130 | 15.55 |  | Item com Cotacao EPE - Aguardando Decisao Tecnica | We have a supplier developed for PO release, we requested the development of a new supplier
MAX32674CGWGZ+ | FBRLAL60001076 | IC MCU 32BIT PACKAGE OUTLINE DRAWING: 2 | 1 |  | MAX32674CGWGZ+ |  | 0 |  |  | Aguardando desenvolvimento de Fornecedores | Awaiting definition from the development team
MAX4737EBE+T | FBRLAL60001081 | IC SW SPST-NOX4 4.5OHM 16UCSP | 2 |  | MAX4737EBE+T |  | 300 | 4.47 |  | Item com Cotacao EPE - Aguardando Decisao Tecnica | We have a supplier developed for PO release, we requested the development of a new supplier
MAX86176ENX+T | FBRLAL60001019 | PPG + ECG COMBO AFE | 1 |  | MAX86176ENX+T |  | 150 | 12.35 |  | Item com Cotacao EPE - Aguardando Decisao Tecnica | We have a supplier developed for PO release, we requested the development of a new supplier
MAX9062EBS+TG45 | FBRLAL60001079 | IC COMPARATOR 1 W/VOLT REF 4UCSP | 2 |  | MAX9062EBS+TG45 |  | 300 | 1.88 |  | Item com Cotacao EPE - Aguardando Decisao Tecnica | We have a supplier developed for PO release, we requested the development of a new supplier
MLP2012H2R2MT0S1 | FBRLAL60001053 | FIXED IND 2.2UH 1A 195 MOHM SMD | 1 |  | MLP2012H2R2MT0S1 |  | 300 | 0.31 |  | PO - EPE | PO released |  | 4800019318 | 600 | 2023-08-25 | Estimated
MX25U51245GZ4I54 | FBRLAL60001077 | IC FLASH 512MBIT SPI/QUAD 8WSON | 1 |  | MX25U51245GZ4I54 |  | 130 | 9.78 |  | PO - EPE | PO released |  | 4800019318 | 610 | 2023-08-25 | Estimated
NCP03XH103J05RL | FBRLAL60001072 | THERMISTOR NTC 10KOHM 3380K 0201 | 1 |  | NCP03XH103J05RL |  | 250 | 0.26 |  | PO - EPE | PO released |  | 4800019318 | 620 | 2023-08-25 | Estimated
PNM0402E2502BST1 | FBRLAL60001071 | RES SMD 25K OHM 0.1% 1/20W 0402 | 1 |  | PNM0402E2502BST1 |  | 300 | 1.14 |  | PO - EPE | PO released |  | 4800019318 | 630 | 2023-08-25 | Estimated
SFH 7016 | FBRLAL60001012 | CHIP LED | 1 |  | SFH 7016 |  | 220 | 1.45 |  | PO - EPE | PO released |  | 4800019318 | 640 | 2023-08-25 | Estimated
SIT1572AI-J3-18E-DCC-32.768E | FBRLAL60001022 | MEMS OSC XO 32.7680KHZ LVCMOS | 1 |  | SIT1572AI-J3-18E-DCC-32.768E |  | 130 | 2.25 |  | PO - EPE | PO released |  | 4800019318 | 650 | 2023-08-25 | Estimated
SML-LX0404SIUPGUSB | FBRLAL60001048 | LED RGB CLEAR SMD | 1 |  | SML-LX0404SIUPGUSB |  | 200 | 0.87 |  | PO - EPE | PO released |  | 4800019318 | 660 | 2023-08-25 | Estimated
SUBASSY | FBRLAMAXR-CB | MAXREF - Contact board | 1 |  | SUBASSY |  |  |  |  | SUBASSY | SUBASSY
| FBRLAMAXR-HB | MAXREF - Host board | 1 |  | SUBASSY |  |  |  |  | SUBASSY | SUBASSY
| FBRLAMAXR-SB | MAXREF - Sensor board | 1 |  | SUBASSY |  |  |  |  | SUBASSY | SUBASSY
TF13BA-6S-0.4SH(800) | FBRLAL60001049 | CONN FPC BOTTOM 6POS 0.4MM R/A | 3 |  | TF13BA-6S-0.4SH(800) |  | 280 | 1.19 |  | PO - EPE | PO released |  | 4800019318 | 670 | 2023-08-25 | Estimated
TNPW04021K00BETD | FBRLAL60001070 | RES 1K OHM 0.1% 1/16W 0402 | 3 |  | TNPW04021K00BETD |  | 1000 | 0.42 |  | PO - EPE | PO released |  | 4800019318 | 680 | 2023-08-25 | Estimated
Undefined30 | FBRLAL60001026 | PCB BOARD 7 Layers | 1 |  | Undefined30 |  | 0 |  |  |  | Awaiting definition from the development team
Undefined7 | FBRLAL60001004 | PCB BOARD 5 Layers | 1 |  | Undefined7 |  | 0 |  |  |  | Awaiting definition from the development team
Undefined92 | FBRLAL60001089 | PCB BOARD 2 Layers | 1 |  | Undefined92 |  | 0 |  |  |  | Awaiting definition from the development team
Undefined93 | FBRLAL60001090 | CUSTOM 2-key membrane keyboard 10x20mm | 1 |  | Undefined93 |  | 0 |  |  |  | Awaiting definition from the development team
Undefined94 | FBRLAL60001091 | CUSTOM 0.4mm pitch 6 pos flat cable 40mm | 1 |  | Undefined94 |  | 0 |  |  |  | Awaiting definition from the development team
Undefined95 | FBRLAL60001092 | Silver plated ECG bottom terminal | 2 |  | Undefined95 |  | 0 |  |  |  | Awaiting definition from the development team - Prodmec
Undefined96 | FBRLAL60001093 | Silver plated Temperature terminal | 1 |  | Undefined96 |  | 0 |  |  |  | Awaiting definition from the development team - Prodmec
Undefined97 | FBRLAL60001094 | Male type C connector with solder board | 1 |  | Undefined97 |  | 0 |  |  |  | Awaiting definition from the development team
Undefined98 | FBRLAL60001095 | Female Magnetic pogo pin contact 2.8mm p | 1 |  | Undefined98 |  | 0 |  |  |  | Awaiting definition from the development team
Undefined99 | FBRLAL60001096 | USB charger cable with magnectic pogo pi | 1 |  | Undefined99 |  | 0 |  |  |  | Awaiting definition from the development team
VEMD8080 | FBRLAL60001020 | PHOTODIODE 780 TO 1050 NM | 3 |  | VEMD8080 |  | 500 | 1.63 |  | PO - EPE | PO released |  | 4800019318 | 690 | 2023-08-25 | Estimated
Formulas:
ETA = VLOOKUP([Component],ZM43BR!B:AI,22,0)

## ZP237
Plant | Material | Peg.Req. | Level | Item | MP | Component | Object description | Alt item | Alt Grp | SortStrng | Usage pr | Matl group | Matl type | Comp_Qty | Cp_Qty_BQT | Base qty | Strategy | Priority | BoM_Unit | Base_Unit | Valid from | Valid to | Change no. | Proc. type | SP type | ICT | BOM | Counter | Node_2 | Phantom | Mat.Origin | ABC | SLoc | AltBOM | NCM Code | Portuguese Description | CmpS_I | Cp_Qt_BQT2 | Cp_Qt_BQT3 | BOM St | Chg no. to | Sloc_BoM | BOM text | Item_Txt_1 | Item_Txt_2
275A | FBRLAMAXR-FG | FBRLAMAXR-FG | 1 | 10 | BW48ABKCLASBK | FBRLAL60001086 | Watertigh enclosure BW4 with Strap |  |  | PRI | 0 | MG7100 | ZROH | 1 | 1 | 1 |  |  | PC | PC | 2023-07-14 | 2958465 | FBRLA0006732 | F |  | L | 7653548 | 2 | 1 |  | 1 |  | 2100 | 1 | 8543.90.10 | Watertigh enclosure BW4 with Strap | 0 | 1 | 1 | 1
275A | FBRLAMAXR-FG | FBRLAMAXR-FG | 1 | 20 | 37387 | FBRLAL60001087 | BATERIARECARREGÁVELLI-POLIMERO3,7V1" |  |  | PRI | 0 | MG0000 | ZROH | 1 | 1 | 1 |  |  | PC | PC | 2023-07-14 | 2958465 | FBRLA0006732 | F |  | L | 7653548 | 4 | 2 |  | 1 |  | 2100 | 1 | 8507.60.00 | BATERIA RECARREGÁVEL LI-POLIMERO 3,7V 10 | 0 | 1 | 1 | 1
275A | FBRLAMAXR-FG | FBRLAMAXR-FG | 1 | 30 | 150150225 | FBRLAL60001088 | Host board to sensor board flex cable |  |  | PRI | 0 | MG0000 | ZROH | 1 | 1 | 1 |  |  | PC | PC | 2023-07-14 | 2958465 | FBRLA0006732 | F |  | L | 7653548 | 6 | 3 |  | 1 |  | 2100 | 1 | 8544.42.00 | Host board to sensor board flex cable | 0 | 1 | 1 | 1
275A | FBRLAMAXR-FG | FBRLAMAXR-FG | 1 | 40 | SUBASSY | FBRLAMAXR-SB | MAXREF - Sensor board |  |  | PRI | 0 | MG28 | ZHLB | 1 | 1 | 1 |  |  | PC | PC | 2023-07-14 | 2958465 | FBRLA0006732 | X |  | L | 7653548 | 8 | 4 |  | 0 |  | 2200 | 1 | 8543.90.10 | MAXREF - Sensor board | 0 | 1 | 1 | 1
275A | FBRLAMAXR-FG | FBRLAMAXR-SB | 2 | 10 | Undefined7 | FBRLAL60001004 | PCB BOARD 5 Layers |  |  | PRI | 0 | MG0100 | ZROH | 1 | 1 | 1 |  |  | PC | PC | 2023-07-14 | 2958465 | FBRLA0006732 | F |  | L | 7653546 | 2 | 1 |  | 1 |  | 2100 | 1 | 8534.00.51 | PCB BOARD 5 Layers | 0 | 1 | 1 | 1
275A | FBRLAMAXR-FG | FBRLAMAXR-SB | 2 | 20 | GRM188R61E106MA73J | FBRLAL60001005 | CAP CER 10UF 25V X5R 0603 |  |  | PRI | 0 | MG6200 | ZROH | 5 | 5 | 1 |  |  | PC | PC | 2023-07-14 | 2958465 | FBRLA0006732 | F |  | L | 7653546 | 4 | 2 |  | 6 |  | 2100 | 1 | 8532.24.10 | CAP CER 10UF 25V X5R 0603 | 0 | 5 | 5 | 1
275A | FBRLAMAXR-FG | FBRLAMAXR-SB | 2 | 30 | GRM188R72A104KA35J | FBRLAL60001006 | CAP CER 0.1UF 100V X7R 0603 |  |  | PRI | 0 | MG6200 | ZROH | 3 | 3 | 1 |  |  | PC | PC | 2023-07-14 | 2958465 | FBRLA0006732 | F |  | L | 7653546 | 6 | 3 |  | 6 |  | 2100 | 1 | 8532.24.10 | CAP CER 0.1UF 100V X7R 0603 | 0 | 3 | 3 | 1
275A | FBRLAMAXR-FG | FBRLAMAXR-SB | 2 | 40 | GRM155R61A106ME11D | FBRLAL60001007 | CAP CER 10UF 10V X5R 0402 |  |  | PRI | 0 | MG6200 | ZROH | 3 | 3 | 1 |  |  | PC | PC | 2023-07-14 | 2958465 | FBRLA0006732 | F |  | L | 7653546 | 8 | 4 |  | 6 |  | 2100 | 1 | 8532.24.10 | CAP CER 10UF 10V X5R 0402 | 0 | 3 | 3 | 1
275A | FBRLAMAXR-FG | FBRLAMAXR-SB | 2 | 50 | C0603C105K3RACTU | FBRLAL60001008 | CAP CER 1UF 25V X7R 0603 |  |  | PRI | 0 | MG6200 | ZROH | 1 | 1 | 1 |  |  | PC | PC | 2023-07-14 | 2958465 | FBRLA0006732 | F |  | L | 7653546 | 10 | 5 |  | 6 |  | 2100 | 1 | 8532.24.10 | CAP CER 1UF 25V X7R 0603 | 0 | 1 | 1 | 1
275A | FBRLAMAXR-FG | FBRLAMAXR-SB | 2 | 60 | GRM033R61A104KE15J | FBRLAL60001009 | CAP CER 0.1UF 10V X5R 0201 |  |  | PRI | 0 | MG6200 | ZROH | 1 | 1 | 1 |  |  | PC | PC | 2023-07-14 | 2958465 | FBRLA0006732 | F |  | L | 7653546 | 12 | 6 |  | 6 |  | 2100 | 1 | 8532.24.10 | CAP CER 0.1UF 10V X5R 0201 | 0 | 1 | 1 | 1
275A | FBRLAMAXR-FG | FBRLAMAXR-SB | 2 | 70 | CL05A105KO5NNNC | FBRLAL60001010 | CAP CER 1UF 16V X5R 0402 |  |  | PRI | 0 | MG6200 | ZROH | 1 | 1 | 1 |  |  | PC | PC | 2023-07-14 | 2958465 | FBRLA0006732 | F |  | L | 7653546 | 14 | 7 |  | 6 |  | 2100 | 1 | 8532.24.10 | CAP CER 1UF 16V X5R 0402 | 0 | 1 | 1 | 1
275A | FBRLAMAXR-FG | FBRLAMAXR-SB | 2 | 80 | C0603X7R1A103K030BA | FBRLAL60001011 | CAP CER 10000PF 10V X7R 0201 |  |  | PRI | 0 | MG6200 | ZROH | 1 | 1 | 1 |  |  | PC | PC | 2023-07-14 | 2958465 | FBRLA0006732 | F |  | L | 7653546 | 16 | 8 |  | 6 |  | 2100 | 1 | 8532.24.10 | CAP CER 10000PF 10V X7R 0201 | 0 | 1 | 1 | 1
275A | FBRLAMAXR-FG | FBRLAMAXR-SB | 2 | 90 | SFH 7016 | FBRLAL60001012 | CHIP LED |  |  | PRI | 0 | MG5200 | ZROH | 1 | 1 | 1 |  |  | PC | PC | 2023-07-14 | 2958465 | FBRLA0006732 | F |  | L | 7653546 | 18 | 9 |  | 6 |  | 2100 | 1 | 8541.41.21 | CHIP LED | 0 | 1 | 1 | 1
275A | FBRLAMAXR-FG | FBRLAMAXR-SB | 2 | 100 | 1981061-1 | FBRLAL60001013 | CONN SPRING BATTERY 3POS R/A SMD |  |  | PRI | 0 | MG3400 | ZROH | 1 | 1 | 1 |  |  | PC | PC | 2023-07-14 | 2958465 | FBRLA0006732 | F |  | L | 7653546 | 20 | 10 |  | 1 |  | 2100 | 1 | 8536.90.40 | CONN SPRING BATTERY 3POS R/A SMD | 0 | 1 | 1 | 1
275A | FBRLAMAXR-FG | FBRLAMAXR-SB | 2 | 110 | 10061122-251120HLF | FBRLAL60001014 | CONN FPC BOTTOM 25POS 0.3MM R/A |  |  | PRI | 0 | MG3400 | ZROH | 1 | 1 | 1 |  |  | PC | PC | 2023-07-14 | 2958465 | FBRLA0006732 | F |  | L | 7653546 | 22 | 11 |  | 1 |  | 2100 | 1 | 8536.90.40 | CONN FPC BOTTOM 25POS 0.3MM R/A | 0 | 1 | 1 | 1
275A | FBRLAMAXR-FG | FBRLAMAXR-SB | 2 | 120 | CRCW02010000Z0ED | FBRLAL60001015 | RES SMD 0 OHM JUMPER 1/20W 0201 |  |  | PRI | 0 | MG6100 | ZROH | 5 | 5 | 1 |  |  | PC | PC | 2023-07-14 | 2958465 | FBRLA0006732 | F |  | L | 7653546 | 24 | 12 |  | 6 |  | 2100 | 1 | 8533.21.20 | RES SMD 0 OHM JUMPER 1/20W 0201 | 0 | 5 | 5 | 1
275A | FBRLAMAXR-FG | FBRLAMAXR-SB | 2 | 130 | ERJ-2GE0R00X | FBRLAL60001016 | RES SMD 0 OHM JUMPER 1/10W 0402 |  |  | PRI | 0 | MG6100 | ZROH | 5 | 5 | 1 |  |  | PC | PC | 2023-07-14 | 2958465 | FBRLA0006732 | F |  | L | 7653546 | 26 | 13 |  | 6 |  | 2100 | 1 | 8533.21.20 | RES SMD 0 OHM JUMPER 1/10W 0402 | 0 | 5 | 5 | 1
275A | FBRLAMAXR-FG | FBRLAMAXR-SB | 2 | 140 | ERJ-2RKF1002X | FBRLAL60001017 | RES SMD 10K OHM 1% 1/10W 0402 |  |  | PRI | 0 | MG6100 | ZROH | 2 | 2 | 1 |  |  | PC | PC | 2023-07-14 | 2958465 | FBRLA0006732 | F |  | L | 7653546 | 28 | 14 |  | 6 |  | 2100 | 1 | 8533.21.20 | RES SMD 10K OHM 1% 1/10W 0402 | 0 | 2 | 2 | 1
275A | FBRLAMAXR-FG | FBRLAMAXR-SB | 2 | 150 | ERJ-2RKF1003X | FBRLAL60001018 | RES SMD 100K OHM 1% 1/10W 0402 |  |  | PRI | 0 | MG6100 | ZROH | 1 | 1 | 1 |  |  | PC | PC | 2023-07-14 | 2958465 | FBRLA0006732 | F |  | L | 7653546 | 30 | 15 |  | 6 |  | 2100 | 1 | 8533.21.20 | RES SMD 100K OHM 1% 1/10W 0402 | 0 | 1 | 1 | 1
275A | FBRLAMAXR-FG | FBRLAMAXR-SB | 2 | 160 | MAX86176ENX+T | FBRLAL60001019 | PPG + ECG COMBO AFE |  |  | PRI | 0 | MG3100 | ZROH | 1 | 1 | 1 |  |  | PC | PC | 2023-07-14 | 2958465 | FBRLA0006732 | F |  | L | 7653546 | 32 | 16 |  | 6 |  | 2100 | 1 | 8542.39.39 | PPG + ECG COMBO AFE | 0 | 1 | 1 | 1
275A | FBRLAMAXR-FG | FBRLAMAXR-SB | 2 | 170 | VEMD8080 | FBRLAL60001020 | PHOTODIODE 780 TO 1050 NM |  |  | PRI | 0 | MG5200 | ZROH | 3 | 3 | 1 |  |  | PC | PC | 2023-07-14 | 2958465 | FBRLA0006732 | F |  | L | 7653546 | 34 | 17 |  | 6 |  | 2100 | 1 | 8541.49.00 | PHOTODIODE 780 TO 1050 NM | 0 | 3 | 3 | 1
275A | FBRLAMAXR-FG | FBRLAMAXR-SB | 2 | 180 | LIS2DS12TR | FBRLAL60001021 | ACCEL 2-16G I2C/SPI 12LGA |  |  | PRI | 0 | MG3100 | ZROH | 1 | 1 | 1 |  |  | PC | PC | 2023-07-14 | 2958465 | FBRLA0006732 | F |  | L | 7653546 | 36 | 18 |  | 6 |  | 2100 | 1 | 8542.39.39 | ACCEL 2-16G I2C/SPI 12LGA | 0 | 1 | 1 | 1
275A | FBRLAMAXR-FG | FBRLAMAXR-SB | 2 | 190 | SIT1572AI-J3-18E-DCC-32.768E | FBRLAL60001022 | MEMS OSC XO 32.7680KHZ LVCMOS |  |  | PRI | 0 | MG7100 | ZROH | 1 | 1 | 1 |  |  | PC | PC | 2023-07-14 | 2958465 | FBRLA0006732 | F |  | L | 7653546 | 38 | 19 |  | 1 |  | 2100 | 1 | 8541.60.90.003 | MEMS OSC XO 32.7680KHZ LVCMOS | 0 | 1 | 1 | 1
275A | FBRLAMAXR-FG | FBRLAMAXR-SB | 2 | 200 | MAX30208_HSP3_DEMO_B | FBRLAL60001023 | PCB:MAX30208_HSP3_DEMO_B |  |  | PRI | 0 | MG3100 | ZROH | 1 | 1 | 1 |  |  | PC | PC | 2023-07-14 | 2958465 | FBRLA0006732 | F |  | L | 7653546 | 40 | 20 |  | 1 |  | 2100 | 1 | 8543.90.10 | PCB:MAX30208_HSP3_DEMO_B | 0 | 1 | 1 | 1
275A | FBRLAMAXR-FG | FBRLAMAXR-SB | 2 | 210 | GRM033C81E104KE14D | FBRLAL60001024 | CAP CER 0.1UF 25V X6S 0201 |  |  | PRI | 0 | MG6200 | ZROH | 1 | 1 | 1 |  |  | PC | PC | 2023-07-14 | 2958465 | FBRLA0006732 | F |  | L | 7653546 | 42 | 21 |  | 6 |  | 2100 | 1 | 8532.24.10 | CAP CER 0.1UF 25V X6S 0201 | 0 | 1 | 1 | 1
275A | FBRLAMAXR-FG | FBRLAMAXR-SB | 2 | 220 | MAX30208CLB+ | FBRLAL60001025 | IC TEMP SENSOR |  |  | PRI | 0 | MG3100 | ZROH | 1 | 1 | 1 |  |  | PC | PC | 2023-07-14 | 2958465 | FBRLA0006732 | F |  | L | 7653546 | 44 | 22 |  | 6 |  | 2100 | 1 | 8542.39.39 | IC TEMP SENSOR | 0 | 1 | 1 | 1
275A | FBRLAMAXR-FG | FBRLAMAXR-FG | 1 | 50 | SUBASSY | FBRLAMAXR-HB | MAXREF - Host board |  |  | PRI | 0 | MG15 | ZHLB | 1 | 1 | 1 |  |  | PC | PC | 2023-07-14 | 2958465 | FBRLA0006732 | X |  | L | 7653548 | 10 | 5 |  | 0 |  | 2200 | 1 | 8543.90.10 | MAXREF - Host board | 0 | 1 | 1 | 1
275A | FBRLAMAXR-FG | FBRLAMAXR-HB | 2 | 10 | Undefined30 | FBRLAL60001026 | PCB BOARD 7 Layers |  |  | PRI | 0 | MG0100 | ZROH | 1 | 1 | 1 |  |  | PC | PC | 2023-07-14 | 2958465 | FBRLA0006732 | F |  | L | 7653547 | 2 | 1 |  | 1 |  | 2100 | 1 | 8534.00.51 | PCB BOARD 7 Layers | 0 | 1 | 1 | 1
275A | FBRLAMAXR-FG | FBRLAMAXR-HB | 2 | 20 | 2450AT18D0100001E | FBRLAL60001027 | RF ANT 2.4GHZ CHIP SOLDER SMD |  |  | PRI | 0 | MG0000 | ZROH | 1 | 1 | 1 |  |  | PC | PC | 2023-07-14 | 2958465 | FBRLA0006732 | F |  | L | 7653547 | 4 | 2 |  | 1 |  | 2100 | 1 | 8517.71.90 | RF ANT 2.4GHZ CHIP SOLDER SMD | 0 | 1 | 1 | 1
275A | FBRLAMAXR-FG | FBRLAMAXR-HB | 2 | 30 | C1005X7R1H104K050BB | FBRLAL60001028 | CAP CER 0.1UF 50V X7R 0402 |  |  | PRI | 0 | MG6200 | ZROH | 1 | 1 | 1 |  |  | PC | PC | 2023-07-14 | 2958465 | FBRLA0006732 | F |  | L | 7653547 | 6 | 3 |  | 6 |  | 2100 | 1 | 8532.24.10 | CAP CER 0.1UF 50V X7R 0402 | 0 | 1 | 1 | 1
275A | FBRLAMAXR-FG | FBRLAMAXR-HB | 2 | 40 | C1005X5R1V225K050BC | FBRLAL60001029 | CAP CER 2.2UF 35V X5R 0402 |  |  | PRI | 0 | MG6200 | ZROH | 1 | 1 | 1 |  |  | PC | PC | 2023-07-14 | 2958465 | FBRLA0006732 | F |  | L | 7653547 | 8 | 4 |  | 6 |  | 2100 | 1 | 8532.24.10 | CAP CER 2.2UF 35V X5R 0402 | 0 | 1 | 1 | 1
275A | FBRLAMAXR-FG | FBRLAMAXR-HB | 2 | 50 | C1005X5R0J475K050BC | FBRLAL60001030 | CAP CER 4.7UF 6.3V X5R 0402 |  |  | PRI | 0 | MG6200 | ZROH | 4 | 4 | 1 |  |  | PC | PC | 2023-07-14 | 2958465 | FBRLA0006732 | F |  | L | 7653547 | 10 | 5 |  | 6 |  | 2100 | 1 | 8532.24.10 | CAP CER 4.7UF 6.3V X5R 0402 | 0 | 4 | 4 | 1
275A | FBRLAMAXR-FG | FBRLAMAXR-HB | 2 | 60 | C1005X5R0J225K050BC | FBRLAL60001031 | CAP CER 2.2UF 6.3V X5R 0402 |  |  | PRI | 0 | MG6200 | ZROH | 1 | 1 | 1 |  |  | PC | PC | 2023-07-14 | 2958465 | FBRLA0006732 | F |  | L | 7653547 | 12 | 6 |  | 6 |  | 2100 | 1 | 8532.24.10 | CAP CER 2.2UF 6.3V X5R 0402 | 0 | 1 | 1 | 1
275A | FBRLAMAXR-FG | FBRLAMAXR-HB | 2 | 70 | GRM0335C1H160JA01D | FBRLAL60001032 | CAP CER 16PF 50V C0G/NP0 0201 |  |  | PRI | 0 | MG6200 | ZROH | 2 | 2 | 1 |  |  | PC | PC | 2023-07-14 | 2958465 | FBRLA0006732 | F |  | L | 7653547 | 14 | 7 |  | 6 |  | 2100 | 1 | 8532.24.10 | CAP CER 16PF 50V C0G/NP0 0201 | 0 | 2 | 2 | 1
275A | FBRLAMAXR-FG | FBRLAMAXR-HB | 2 | 80 | GRM188R61E106MA73J | FBRLAL60001005 | CAP CER 10UF 25V X5R 0603 |  |  | PRI | 0 | MG6200 | ZROH | 7 | 7 | 1 |  |  | PC | PC | 2023-07-14 | 2958465 | FBRLA0006732 | F |  | L | 7653547 | 16 | 8 |  | 6 |  | 2100 | 1 | 8532.24.10 | CAP CER 10UF 25V X5R 0603 | 0 | 7 | 7 | 1
275A | FBRLAMAXR-FG | FBRLAMAXR-HB | 2 | 90 | GRM033R61A105ME15J | FBRLAL60001034 | CAP CER MLCC |  |  | PRI | 0 | MG6200 | ZROH | 3 | 3 | 1 |  |  | PC | PC | 2023-07-14 | 2958465 | FBRLA0006732 | F |  | L | 7653547 | 18 | 9 |  | 6 |  | 2100 | 1 | 8532.24.10 | CAP CER MLCC | 0 | 3 | 3 | 1
275A | FBRLAMAXR-FG | FBRLAMAXR-HB | 2 | 100 | GRM033C71C104KE14J | FBRLAL60001035 | CAP CER 0.1UF 16V X7S 0201 |  |  | PRI | 0 | MG6200 | ZROH | 7 | 7 | 1 |  |  | PC | PC | 2023-07-14 | 2958465 | FBRLA0006732 | F |  | L | 7653547 | 20 | 10 |  | 6 |  | 2100 | 1 | 8532.24.10 | CAP CER 0.1UF 16V X7S 0201 | 0 | 7 | 7 | 1
275A | FBRLAMAXR-FG | FBRLAMAXR-HB | 2 | 110 | GRM21BR61A476ME15K | FBRLAL60001036 | CAP CER 47UF 10V X5R 0805 |  |  | PRI | 0 | MG6200 | ZROH | 1 | 1 | 1 |  |  | PC | PC | 2023-07-14 | 2958465 | FBRLA0006732 | F |  | L | 7653547 | 22 | 11 |  | 6 |  | 2100 | 1 | 8532.24.10 | CAP CER 47UF 10V X5R 0805 | 0 | 1 | 1 | 1
275A | FBRLAMAXR-FG | FBRLAMAXR-HB | 2 | 120 | GRM033R61E472MA12D | FBRLAL60001037 | CAP CER 4700PF 25V X5R 0201 |  |  | PRI | 0 | MG6200 | ZROH | 1 | 1 | 1 |  |  | PC | PC | 2023-07-14 | 2958465 | FBRLA0006732 | F |  | L | 7653547 | 24 | 12 |  | 6 |  | 2100 | 1 | 8532.24.10 | CAP CER 4700PF 25V X5R 0201 | 0 | 1 | 1 | 1
275A | FBRLAMAXR-FG | FBRLAMAXR-HB | 2 | 130 | C0402C105K8PACTU | FBRLAL60001038 | CAP CER 1UF 10V X5R 0402 |  |  | PRI | 0 | MG6200 | ZROH | 14 | 14 | 1 |  |  | PC | PC | 2023-07-14 | 2958465 | FBRLA0006732 | F |  | L | 7653547 | 26 | 13 |  | 6 |  | 2100 | 1 | 8532.24.10 | CAP CER 1UF 10V X5R 0402 | 0 | 14 | 14 | 1
275A | FBRLAMAXR-FG | FBRLAMAXR-HB | 2 | 140 | CL10A226MO7JZNC | FBRLAL60001039 | CAP CER 22UF 16V X5R 0603 |  |  | PRI | 0 | MG6200 | ZROH | 7 | 7 | 1 |  |  | PC | PC | 2023-07-14 | 2958465 | FBRLA0006732 | F |  | L | 7653547 | 28 | 14 |  | 6 |  | 2100 | 1 | 8532.24.10 | CAP CER 22UF 16V X5R 0603 | 0 | 7 | 7 | 1
275A | FBRLAMAXR-FG | FBRLAMAXR-HB | 2 | 150 | GRM033C81A105ME05D | FBRLAL60001040 | CAP CER 1UF 10V X6S 0201 |  |  | PRI | 0 | MG6200 | ZROH | 3 | 3 | 1 |  |  | PC | PC | 2023-07-14 | 2958465 | FBRLA0006732 | F |  | L | 7653547 | 30 | 15 |  | 6 |  | 2100 | 1 | 8532.24.10 | CAP CER 1UF 10V X6S 0201 | 0 | 3 | 3 | 1
275A | FBRLAMAXR-FG | FBRLAMAXR-HB | 2 | 160 | GRM033R71A472KA01D | FBRLAL60001041 | CAP CER 4700PF 10V X7R 0201 |  |  | PRI | 0 | MG6200 | ZROH | 1 | 1 | 1 |  |  | PC | PC | 2023-07-14 | 2958465 | FBRLA0006732 | F |  | L | 7653547 | 32 | 16 |  | 6 |  | 2100 | 1 | 8532.24.10 | CAP CER 4700PF 10V X7R 0201 | 0 | 1 | 1 | 1
275A | FBRLAMAXR-FG | FBRLAMAXR-HB | 2 | 170 | GRM033R61C104KE14D | FBRLAL60001042 | CAP CER 0.1UF 16V X5R 0201 |  |  | PRI | 0 | MG6200 | ZROH | 5 | 5 | 1 |  |  | PC | PC | 2023-07-14 | 2958465 | FBRLA0006732 | F |  | L | 7653547 | 34 | 17 |  | 6 |  | 2100 | 1 | 8532.24.10 | CAP CER 0.1UF 16V X5R 0201 | 0 | 5 | 5 | 1
275A | FBRLAMAXR-FG | FBRLAMAXR-HB | 2 | 180 | C1005X5R1V105K050BC | FBRLAL60001043 | CAP CER 1UF 35V X5R 0402 |  |  | PRI | 0 | MG6200 | ZROH | 1 | 1 | 1 |  |  | PC | PC | 2023-07-14 | 2958465 | FBRLA0006732 | F |  | L | 7653547 | 36 | 18 |  | 6 |  | 2100 | 1 | 8532.24.10 | CAP CER 1UF 35V X5R 0402 | 0 | 1 | 1 | 1
275A | FBRLAMAXR-FG | FBRLAMAXR-HB | 2 | 190 | C0603X5R1E104M030BB | FBRLAL60001044 | CAP CER 0.1UF 25V X5R 0201 |  |  | PRI | 0 | MG6200 | ZROH | 1 | 1 | 1 |  |  | PC | PC | 2023-07-14 | 2958465 | FBRLA0006732 | F |  | L | 7653547 | 38 | 19 |  | 6 |  | 2100 | 1 | 8532.24.10 | CAP CER 0.1UF 25V X5R 0201 | 0 | 1 | 1 | 1
275A | FBRLAMAXR-FG | FBRLAMAXR-HB | 2 | 200 | KGM05AR51E103KH | FBRLAL60001045 | CAP CER 10000PF 25V X5R 0402 |  |  | PRI | 0 | MG6200 | ZROH | 1 | 1 | 1 |  |  | PC | PC | 2023-07-14 | 2958465 | FBRLA0006732 | F |  | L | 7653547 | 40 | 20 |  | 6 |  | 2100 | 1 | 8532.24.10 | CAP CER 10000PF 25V X5R 0402 | 0 | 1 | 1 | 1
275A | FBRLAMAXR-FG | FBRLAMAXR-HB | 2 | 210 | C0603X5R1A104K030BC | FBRLAL60001046 | CAP CER 0.1UF 10V X5R 0201 |  |  | PRI | 0 | MG6200 | ZROH | 1 | 1 | 1 |  |  | PC | PC | 2023-07-14 | 2958465 | FBRLA0006732 | F |  | L | 7653547 | 42 | 21 |  | 6 |  | 2100 | 1 | 8532.24.10 | CAP CER 0.1UF 10V X5R 0201 | 0 | 1 | 1 | 1
275A | FBRLAMAXR-FG | FBRLAMAXR-HB | 2 | 220 | APFA2507QBDSEEZGKC | FBRLAL60001047 | LED RGB CLEAR 4SMD R/A |  |  | PRI | 0 | MG5200 | ZROH | 1 | 1 | 1 |  |  | PC | PC | 2023-07-14 | 2958465 | FBRLA0006732 | F |  | L | 7653547 | 44 | 22 |  | 6 |  | 2100 | 1 | 8541.41.21 | LED RGB CLEAR 4SMD R/A | 0 | 1 | 1 | 1
275A | FBRLAMAXR-FG | FBRLAMAXR-HB | 2 | 230 | SML-LX0404SIUPGUSB | FBRLAL60001048 | LED RGB CLEAR SMD |  |  | PRI | 0 | MG5200 | ZROH | 1 | 1 | 1 |  |  | PC | PC | 2023-07-14 | 2958465 | FBRLA0006732 | F |  | L | 7653547 | 46 | 23 |  | 6 |  | 2100 | 1 | 8541.41.21 | LED RGB CLEAR SMD | 0 | 1 | 1 | 1
275A | FBRLAMAXR-FG | FBRLAMAXR-HB | 2 | 240 | TF13BA-6S-0.4SH(800) | FBRLAL60001049 | CONN FPC BOTTOM 6POS 0.4MM R/A |  |  | PRI | 0 | MG3400 | ZROH | 2 | 2 | 1 |  |  | PC | PC | 2023-07-14 | 2958465 | FBRLA0006732 | F |  | L | 7653547 | 48 | 24 |  | 1 |  | 2100 | 1 | 8536.90.40 | CONN FPC BOTTOM 6POS 0.4MM R/A | 0 | 2 | 2 | 1
275A | FBRLAMAXR-FG | FBRLAMAXR-HB | 2 | 250 | FH26W-25S-0.3SHW(60) | FBRLAL60001050 | CONN FPC BOTTOM 25POS 0.3MM R/A |  |  | PRI | 0 | MG3400 | ZROH | 1 | 1 | 1 |  |  | PC | PC | 2023-07-14 | 2958465 | FBRLA0006732 | F |  | L | 7653547 | 50 | 25 |  | 1 |  | 2100 | 1 | 8536.90.40 | CONN FPC BOTTOM 25POS 0.3MM R/A | 0 | 1 | 1 | 1
275A | FBRLAMAXR-FG | FBRLAMAXR-HB | 2 | 260 | DX07S024JJ3R1300 | FBRLAL60001051 | CONN RCP USB3.1 TYPEC 24P SMD RA |  |  | PRI | 0 | MG3400 | ZROH | 1 | 1 | 1 |  |  | PC | PC | 2023-07-14 | 2958465 | FBRLA0006732 | F |  | L | 7653547 | 52 | 26 |  | 1 |  | 2100 | 1 | 8536.90.40 | CONN RCP USB3.1 TYPEC 24P SMD RA | 0 | 1 | 1 | 1
275A | FBRLAMAXR-FG | FBRLAMAXR-HB | 2 | 270 | DFE201612E-2R2M=P2 | FBRLAL60001052 | FIXED IND 2.2UH 1.8A 116MOHM SMD |  |  | PRI | 0 | MG6300 | ZROH | 4 | 4 | 1 |  |  | PC | PC | 2023-07-14 | 2958465 | FBRLA0006732 | F |  | L | 7653547 | 54 | 27 |  | 6 |  | 2100 | 1 | 8504.50.00.002 | FIXED IND 2.2UH 1.8A 116MOHM SMD | 0 | 4 | 4 | 1
275A | FBRLAMAXR-FG | FBRLAMAXR-HB | 2 | 280 | MLP2012H2R2MT0S1 | FBRLAL60001053 | FIXED IND 2.2UH 1A 195 MOHM SMD |  |  | PRI | 0 | MG6300 | ZROH | 1 | 1 | 1 |  |  | PC | PC | 2023-07-14 | 2958465 | FBRLA0006732 | F |  | L | 7653547 | 56 | 28 |  | 6 |  | 2100 | 1 | 8504.50.00.002 | FIXED IND 2.2UH 1A 195 MOHM SMD | 0 | 1 | 1 | 1
275A | FBRLAMAXR-FG | FBRLAMAXR-HB | 2 | 290 | BLM21PG221SN1D | FBRLAL60001054 | FERRITE BEAD 220 OHM 0805 1LN |  |  | PRI | 0 | MG6300 | ZROH | 1 | 1 | 1 |  |  | PC | PC | 2023-07-14 | 2958465 | FBRLA0006732 | F |  | L | 7653547 | 58 | 29 |  | 6 |  | 2100 | 1 | 8504.50.00.002 | FERRITE BEAD 220 OHM 0805 1LN | 0 | 1 | 1 | 1
275A | FBRLAMAXR-FG | FBRLAMAXR-HB | 2 | 300 | HZ1206C202R-10 | FBRLAL60001055 | FERRITE BEAD 2 KOHM 1206 1LN |  |  | PRI | 0 | MG6300 | ZROH | 1 | 1 | 1 |  |  | PC | PC | 2023-07-14 | 2958465 | FBRLA0006732 | F |  | L | 7653547 | 60 | 30 |  | 6 |  | 2100 | 1 | 8504.50.00.002 | FERRITE BEAD 2 KOHM 1206 1LN | 0 | 1 | 1 | 1
275A | FBRLAMAXR-FG | FBRLAMAXR-HB | 2 | 310 | ERJ-2GE0R00X | FBRLAL60001016 | RES SMD 0 OHM JUMPER 1/10W 0402 |  |  | PRI | 0 | MG6100 | ZROH | 1 | 1 | 1 |  |  | PC | PC | 2023-07-14 | 2958465 | FBRLA0006732 | F |  | L | 7653547 | 62 | 31 |  | 6 |  | 2100 | 1 | 8533.21.20 | RES SMD 0 OHM JUMPER 1/10W 0402 | 0 | 1 | 1 | 1
275A | FBRLAMAXR-FG | FBRLAMAXR-HB | 2 | 320 | ERJ-1GNF5101C | FBRLAL60001057 | RES SMD 5.1K OHM 1% 1/20W 0201 |  |  | PRI | 0 | MG6100 | ZROH | 2 | 2 | 1 |  |  | PC | PC | 2023-07-14 | 2958465 | FBRLA0006732 | F |  | L | 7653547 | 64 | 32 |  | 6 |  | 2100 | 1 | 8533.21.20 | RES SMD 5.1K OHM 1% 1/20W 0201 | 0 | 2 | 2 | 1
275A | FBRLAMAXR-FG | FBRLAMAXR-HB | 2 | 330 | ERJ-1GNF27R0C | FBRLAL60001058 | RES SMD 27 OHM 1% 1/20W 0201 |  |  | PRI | 0 | MG6100 | ZROH | 2 | 2 | 1 |  |  | PC | PC | 2023-07-14 | 2958465 | FBRLA0006732 | F |  | L | 7653547 | 66 | 33 |  | 6 |  | 2100 | 1 | 8533.21.20 | RES SMD 27 OHM 1% 1/20W 0201 | 0 | 2 | 2 | 1
275A | FBRLAMAXR-FG | FBRLAMAXR-HB | 2 | 340 | ERJ-1GNF4701C | FBRLAL60001059 | RES SMD 4.7K OHM 1% 1/20W 0201 |  |  | PRI | 0 | MG6100 | ZROH | 3 | 3 | 1 |  |  | PC | PC | 2023-07-14 | 2958465 | FBRLA0006732 | F |  | L | 7653547 | 68 | 34 |  | 6 |  | 2100 | 1 | 8533.21.20 | RES SMD 4.7K OHM 1% 1/20W 0201 | 0 | 3 | 3 | 1
275A | FBRLAMAXR-FG | FBRLAMAXR-HB | 2 | 350 | ERJ-2GEJ103X | FBRLAL60001060 | RES SMD 10K OHM 5% 1/10W 0402 |  |  | PRI | 0 | MG6100 | ZROH | 1 | 1 | 1 |  |  | PC | PC | 2023-07-14 | 2958465 | FBRLA0006732 | F |  | L | 7653547 | 70 | 35 |  | 6 |  | 2100 | 1 | 8533.21.20 | RES SMD 10K OHM 5% 1/10W 0402 | 0 | 1 | 1 | 1
275A | FBRLAMAXR-FG | FBRLAMAXR-HB | 2 | 360 | ERJ-2LWFR010X | FBRLAL60001061 | RES 0.01 OHM 1% 1/5W 0402 |  |  | PRI | 0 | MG6100 | ZROH | 1 | 1 | 1 |  |  | PC | PC | 2023-07-14 | 2958465 | FBRLA0006732 | F |  | L | 7653547 | 72 | 36 |  | 6 |  | 2100 | 1 | 8533.21.20 | RES 0.01 OHM 1% 1/5W 0402 | 0 | 1 | 1 | 1
275A | FBRLAMAXR-FG | FBRLAMAXR-HB | 2 | 370 | ERJ-1GNF3301C | FBRLAL60001062 | RES SMD 3.3K OHM 1% 1/20W 0201 |  |  | PRI | 0 | MG6100 | ZROH | 4 | 4 | 1 |  |  | PC | PC | 2023-07-14 | 2958465 | FBRLA0006732 | F |  | L | 7653547 | 74 | 37 |  | 6 |  | 2100 | 1 | 8533.21.20 | RES SMD 3.3K OHM 1% 1/20W 0201 | 0 | 4 | 4 | 1
275A | FBRLAMAXR-FG | FBRLAMAXR-HB | 2 | 380 | ERJ-1GNJ103C | FBRLAL60001063 | RES SMD 10K OHM 5% 1/20W 0201 |  |  | PRI | 0 | MG6100 | ZROH | 3 | 3 | 1 |  |  | PC | PC | 2023-07-14 | 2958465 | FBRLA0006732 | F |  | L | 7653547 | 76 | 38 |  | 6 |  | 2100 | 1 | 8533.21.20 | RES SMD 10K OHM 5% 1/20W 0201 | 0 | 3 | 3 | 1
275A | FBRLAMAXR-FG | FBRLAMAXR-HB | 2 | 390 | ERJ-1GN0R00C | FBRLAL60001064 | RES SMD 0 OHM JUMPER 1/20W 0201 |  |  | PRI | 0 | MG6100 | ZROH | 27 | 27 | 1 |  |  | PC | PC | 2023-07-14 | 2958465 | FBRLA0006732 | F |  | L | 7653547 | 78 | 39 |  | 6 |  | 2100 | 1 | 8533.21.20 | RES SMD 0 OHM JUMPER 1/20W 0201 | 0 | 27 | 27 | 1
275A | FBRLAMAXR-FG | FBRLAMAXR-HB | 2 | 400 | ERJ-2RKF1004X | FBRLAL60001065 | RES SMD 1M OHM 1% 1/10W 0402 |  |  | PRI | 0 | MG6100 | ZROH | 1 | 1 | 1 |  |  | PC | PC | 2023-07-14 | 2958465 | FBRLA0006732 | F |  | L | 7653547 | 80 | 40 |  | 6 |  | 2100 | 1 | 8533.21.20 | RES SMD 1M OHM 1% 1/10W 0402 | 0 | 1 | 1 | 1
275A | FBRLAMAXR-FG | FBRLAMAXR-HB | 2 | 410 | ERJ-1GNF10R0C | FBRLAL60001066 | RES SMD 10 OHM 1% 1/20W 0201 |  |  | PRI | 0 | MG6100 | ZROH | 1 | 1 | 1 |  |  | PC | PC | 2023-07-14 | 2958465 | FBRLA0006732 | F |  | L | 7653547 | 82 | 41 |  | 6 |  | 2100 | 1 | 8533.21.20 | RES SMD 10 OHM 1% 1/20W 0201 | 0 | 1 | 1 | 1
275A | FBRLAMAXR-FG | FBRLAMAXR-HB | 2 | 420 | CRCW04024K70FKEDHP | FBRLAL60001067 | RES SMD 4.7K OHM 1% 1/5W 0402 |  |  | PRI | 0 | MG6100 | ZROH | 1 | 1 | 1 |  |  | PC | PC | 2023-07-14 | 2958465 | FBRLA0006732 | F |  | L | 7653547 | 84 | 42 |  | 6 |  | 2100 | 1 | 8533.21.20 | RES SMD 4.7K OHM 1% 1/5W 0402 | 0 | 1 | 1 | 1
275A | FBRLAMAXR-FG | FBRLAMAXR-HB | 2 | 430 | ERJ-2GEJ220X | FBRLAL60001068 | RES SMD 22 OHM 5% 1/10W 0402 |  |  | PRI | 0 | MG6100 | ZROH | 1 | 1 | 1 |  |  | PC | PC | 2023-07-14 | 2958465 | FBRLA0006732 | F |  | L | 7653547 | 86 | 43 |  | 6 |  | 2100 | 1 | 8533.21.20 | RES SMD 22 OHM 5% 1/10W 0402 | 0 | 1 | 1 | 1
275A | FBRLAMAXR-FG | FBRLAMAXR-HB | 2 | 440 | CRCW040210K0FKEE | FBRLAL60001069 | RES SMD 10K OHM 1% 1/16W 0402 |  |  | PRI | 0 | MG6100 | ZROH | 7 | 7 | 1 |  |  | PC | PC | 2023-07-14 | 2958465 | FBRLA0006732 | F |  | L | 7653547 | 88 | 44 |  | 6 |  | 2100 | 1 | 8533.21.20 | RES SMD 10K OHM 1% 1/16W 0402 | 0 | 7 | 7 | 1
275A | FBRLAMAXR-FG | FBRLAMAXR-HB | 2 | 450 | TNPW04021K00BETD | FBRLAL60001070 | RES 1K OHM 0.1% 1/16W 0402 |  |  | PRI | 0 | MG6100 | ZROH | 3 | 3 | 1 |  |  | PC | PC | 2023-07-14 | 2958465 | FBRLA0006732 | F |  | L | 7653547 | 90 | 45 |  | 6 |  | 2100 | 1 | 8533.21.20 | RES 1K OHM 0.1% 1/16W 0402 | 0 | 3 | 3 | 1
275A | FBRLAMAXR-FG | FBRLAMAXR-HB | 2 | 460 | PNM0402E2502BST1 | FBRLAL60001071 | RES SMD 25K OHM 0.1% 1/20W 0402 |  |  | PRI | 0 | MG6100 | ZROH | 1 | 1 | 1 |  |  | PC | PC | 2023-07-14 | 2958465 | FBRLA0006732 | F |  | L | 7653547 | 92 | 46 |  | 6 |  | 2100 | 1 | 8533.21.20 | RES SMD 25K OHM 0.1% 1/20W 0402 | 0 | 1 | 1 | 1
275A | FBRLAMAXR-FG | FBRLAMAXR-HB | 2 | 470 | NCP03XH103J05RL | FBRLAL60001072 | THERMISTOR NTC 10KOHM 3380K 0201 |  |  | PRI | 0 | MG6100 | ZROH | 1 | 1 | 1 |  |  | PC | PC | 2023-07-14 | 2958465 | FBRLA0006732 | F |  | L | 7653547 | 94 | 47 |  | 6 |  | 2100 | 1 | 8533.40.11 | THERMISTOR NTC 10KOHM 3380K 0201 | 0 | 1 | 1 | 1
275A | FBRLAMAXR-FG | FBRLAMAXR-HB | 2 | 480 | 434153017835 | FBRLAL60001073 | SWITCH TACTILE SPST-NO 0.05A 12V |  |  | PRI | 0 | MG0000 | ZROH | 1 | 1 | 1 |  |  | PC | PC | 2023-07-14 | 2958465 | FBRLA0006732 | F |  | L | 7653547 | 96 | 48 |  | 1 |  | 2100 | 1 | 8536.50.90.006 | SWITCH TACTILE SPST-NO 0.05A 12V | 0 | 1 | 1 | 1
275A | FBRLAMAXR-FG | FBRLAMAXR-HB | 2 | 490 | EVP-AA102K | FBRLAL60001074 | SWITCH TACTILE SPST-NO 0.02A 15V |  |  | PRI | 0 | MG0000 | ZROH | 1 | 1 | 1 |  |  | PC | PC | 2023-07-14 | 2958465 | FBRLA0006732 | F |  | L | 7653547 | 98 | 49 |  | 1 |  | 2100 | 1 | 8536.50.90.006 | SWITCH TACTILE SPST-NO 0.02A 15V | 0 | 1 | 1 | 1
275A | FBRLAMAXR-FG | FBRLAMAXR-HB | 2 | 500 | MAX20360FEWZ+T | FBRLAL60001075 | EVKIT PART- IC; PMIC WITH ULTRA-LOW IQ R |  |  | PRI | 0 | MG0000 | ZROH | 1 | 1 | 1 |  |  | PC | PC | 2023-07-14 | 2958465 | FBRLA0006732 | F |  | L | 7653547 | 100 | 50 |  | 6 |  | 2100 | 1 | 8542.39.39 | EVKIT PART- IC; PMIC WITH ULTRA-LOW IQ R | 0 | 1 | 1 | 1
275A | FBRLAMAXR-FG | FBRLAMAXR-HB | 2 | 510 | MAX32674CGWGZ+ | FBRLAL60001076 | IC MCU 32BIT PACKAGE OUTLINE DRAWING: 2 |  |  | PRI | 0 | MG3100 | ZROH | 1 | 1 | 1 |  |  | PC | PC | 2023-07-14 | 2958465 | FBRLA0006732 | F |  | L | 7653547 | 102 | 51 |  | 6 |  | 2100 | 1 | 8542.31.20 | IC MCU 32BIT PACKAGE OUTLINE DRAWING: 2 | 0 | 1 | 1 | 1
275A | FBRLAMAXR-FG | FBRLAMAXR-HB | 2 | 520 | MX25U51245GZ4I54 | FBRLAL60001077 | IC FLASH 512MBIT SPI/QUAD 8WSON |  |  | PRI | 0 | MG3100 | ZROH | 1 | 1 | 1 |  |  | PC | PC | 2023-07-14 | 2958465 | FBRLA0006732 | F |  | L | 7653547 | 104 | 52 |  | 6 |  | 2100 | 1 | 8542.32.21 | IC FLASH 512MBIT SPI/QUAD 8WSON | 0 | 1 | 1 | 1
275A | FBRLAMAXR-FG | FBRLAMAXR-HB | 2 | 530 | MAX32666GXMBT+ | FBRLAL60001078 | IC MCU 32BIT 1MB FLASH 121CTBGA |  |  | PRI | 0 | MG3100 | ZROH | 1 | 1 | 1 |  |  | PC | PC | 2023-07-14 | 2958465 | FBRLA0006732 | F |  | L | 7653547 | 106 | 53 |  | 6 |  | 2100 | 1 | 8542.31.20 | IC MCU 32BIT 1MB FLASH 121CTBGA | 0 | 1 | 1 | 1
275A | FBRLAMAXR-FG | FBRLAMAXR-HB | 2 | 540 | MAX9062EBS+TG45 | FBRLAL60001079 | IC COMPARATOR 1 W/VOLT REF 4UCSP |  |  | PRI | 0 | MG3100 | ZROH | 2 | 2 | 1 |  |  | PC | PC | 2023-07-14 | 2958465 | FBRLA0006732 | F |  | L | 7653547 | 108 | 54 |  | 6 |  | 2100 | 1 | 8542.39.39 | IC COMPARATOR 1 W/VOLT REF 4UCSP | 0 | 2 | 2 | 1
275A | FBRLAMAXR-FG | FBRLAMAXR-HB | 2 | 550 | MAX3207EAUT+T | FBRLAL60001080 | TVS DIODE SOT23-6 |  |  | PRI | 0 | MG5200 | ZROH | 1 | 1 | 1 |  |  | PC | PC | 2023-07-14 | 2958465 | FBRLA0006732 | F |  | L | 7653547 | 110 | 55 |  | 6 |  | 2100 | 1 | 8541.10.22 | TVS DIODE SOT23-6 | 0 | 1 | 1 | 1
275A | FBRLAMAXR-FG | FBRLAMAXR-HB | 2 | 560 | MAX4737EBE+T | FBRLAL60001081 | IC SW SPST-NOX4 4.5OHM 16UCSP |  |  | PRI | 0 | MG3100 | ZROH | 2 | 2 | 1 |  |  | PC | PC | 2023-07-14 | 2958465 | FBRLA0006732 | F |  | L | 7653547 | 112 | 56 |  | 6 |  | 2100 | 1 | 8542.39.39 | IC SW SPST-NOX4 4.5OHM 16UCSP | 0 | 2 | 2 | 1
275A | FBRLAMAXR-FG | FBRLAMAXR-HB | 2 | 570 | MAX14689EWL+T | FBRLAL60001082 | IC SWITCH DPDT X 1 450MOHM 9WLP |  |  | PRI | 0 | MG3100 | ZROH | 1 | 1 | 1 |  |  | PC | PC | 2023-07-14 | 2958465 | FBRLA0006732 | F |  | L | 7653547 | 114 | 57 |  | 6 |  | 2100 | 1 | 8542.39.39 | IC SWITCH DPDT X 1 450MOHM 9WLP | 0 | 1 | 1 | 1
275A | FBRLAMAXR-FG | FBRLAMAXR-HB | 2 | 580 | ABS07-32.768KHZ-6-T | FBRLAL60001083 | CRYSTAL 32.7680KHZ 6PF SMD |  |  | PRI | 0 | MG7100 | ZROH | 1 | 1 | 1 |  |  | PC | PC | 2023-07-14 | 2958465 | FBRLA0006732 | F |  | L | 7653547 | 116 | 58 |  | 1 |  | 2100 | 1 | 8541.60.90.003 | CRYSTAL 32.7680KHZ 6PF SMD | 0 | 1 | 1 | 1
275A | FBRLAMAXR-FG | FBRLAMAXR-HB | 2 | 590 | FA-20H 32.0000MF12Y-W3 | FBRLAL60001084 | CRYSTAL 32.0000MHZ 12PF SMD |  |  | PRI | 0 | MG7100 | ZROH | 1 | 1 | 1 |  |  | PC | PC | 2023-07-14 | 2958465 | FBRLA0006732 | F |  | L | 7653547 | 118 | 59 |  | 1 |  | 2100 | 1 | 8541.60.10.001 | CRYSTAL 32.0000MHZ 12PF SMD | 0 | 1 | 1 | 1
275A | FBRLAMAXR-FG | FBRLAMAXR-HB | 2 | 600 | CM1610H32768DZBT | FBRLAL60001085 | CRYSTAL 32.7680KHZ 6PF SMD |  |  | PRI | 0 | MG7100 | ZROH | 1 | 1 | 1 |  |  | PC | PC | 2023-07-14 | 2958465 | FBRLA0006732 | F |  | L | 7653547 | 120 | 60 |  | 1 |  | 2100 | 1 | 8541.60.90.003 | CRYSTAL 32.7680KHZ 6PF SMD | 0 | 1 | 1 | 1
275A | FBRLAMAXR-FG | FBRLAMAXR-HB | 2 | 610 | TF13BA-6S-0.4SH(800) | FBRLAL60001049 | CONN FPC BOTTOM 6POS 0.4MM R/A |  |  | PRI | 0 | MG3400 | ZROH | 1 | 1 | 1 |  |  | PC | PC | 2023-07-14 | 2958465 | FBRLA0006732 | F |  | L | 7653547 | 122 | 61 |  | 1 |  | 2100 | 1 | 8536.90.40 | CONN FPC BOTTOM 6POS 0.4MM R/A | 0 | 1 | 1 | 1
275A | FBRLAMAXR-FG | FBRLAMAXR-FG | 1 | 60 | SUBASSY | FBRLAMAXR-CB | MAXREF - Contact board |  |  | PRI | 0 | MG28 | ZHLB | 1 | 1 | 1 |  |  | PC | PC | 2023-07-14 | 2958465 | FBRLA0006732 | X |  | L | 7653548 | 12 | 6 |  | 0 |  | 2200 | 1 | 8543.90.10 | MAXREF - Contact board | 0 | 1 | 1 | 1
275A | FBRLAMAXR-FG | FBRLAMAXR-CB | 2 | 10 | Undefined92 | FBRLAL60001089 | PCB BOARD 2 Layers |  |  | PRI | 0 | MG0100 | ZROH | 1 | 1 | 1 |  |  | PC | PC | 2023-07-14 | 2958465 | FBRLA0006732 | F |  | L | 7653549 | 2 | 1 |  | 1 |  | 2100 | 1 | 8534.00.33 | PCB BOARD 2 Layers | 0 | 1 | 1 | 1
275A | FBRLAMAXR-FG | FBRLAMAXR-CB | 2 | 20 | Undefined93 | FBRLAL60001090 | CUSTOM 2-key membrane keyboard 10x20mm |  |  | PRI | 0 | MG0000 | ZROH | 1 | 1 | 1 |  |  | PC | PC | 2023-07-14 | 2958465 | FBRLA0006732 | F |  | L | 7653549 | 4 | 2 |  | 1 |  | 2100 | 1 | 8536.50.90 | CUSTOM 2-key membrane keyboard 10x20mm | 0 | 1 | 1 | 1
275A | FBRLAMAXR-FG | FBRLAMAXR-CB | 2 | 30 | Undefined94 | FBRLAL60001091 | CUSTOM 0.4mm pitch 6 pos flat cable 40mm |  |  | PRI | 0 | MG0000 | ZROH | 1 | 1 | 1 |  |  | PC | PC | 2023-07-14 | 2958465 | FBRLA0006732 | F |  | L | 7653549 | 6 | 3 |  | 1 |  | 2100 | 1 | 8544.42.00 | CUSTOM 0.4mm pitch 6 pos flat cable 40mm | 0 | 1 | 1 | 1
275A | FBRLAMAXR-FG | FBRLAMAXR-CB | 2 | 40 | Undefined95 | FBRLAL60001092 | Silver plated ECG bottom terminal |  |  | PRI | 0 | MG0000 | ZROH | 2 | 2 | 1 |  |  | PC | PC | 2023-07-14 | 2958465 | FBRLA0006732 | F |  | L | 7653549 | 8 | 4 |  | 1 |  | 2100 | 1 | 8543.90.10 | Silver plated ECG bottom terminal | 0 | 2 | 2 | 1
275A | FBRLAMAXR-FG | FBRLAMAXR-CB | 2 | 50 | Undefined96 | FBRLAL60001093 | Silver plated Temperature terminal |  |  | PRI | 0 | MG0000 | ZROH | 1 | 1 | 1 |  |  | PC | PC | 2023-07-14 | 2958465 | FBRLA0006732 | F |  | L | 7653549 | 10 | 5 |  | 1 |  | 2100 | 1 | 9025.19.90 | Silver plated Temperature terminal | 0 | 1 | 1 | 1
275A | FBRLAMAXR-FG | FBRLAMAXR-CB | 2 | 60 | Undefined97 | FBRLAL60001094 | Male type C connector with solder board |  |  | PRI | 0 | MG3400 | ZROH | 1 | 1 | 1 |  |  | PC | PC | 2023-07-14 | 2958465 | FBRLA0006732 | F |  | L | 7653549 | 12 | 6 |  | 1 |  | 2100 | 1 | 8536.90.40 | Male type C connector with solder board | 0 | 1 | 1 | 1
275A | FBRLAMAXR-FG | FBRLAMAXR-CB | 2 | 70 | Undefined98 | FBRLAL60001095 | Female Magnetic pogo pin contact 2.8mm p |  |  | PRI | 0 | MG0000 | ZROH | 1 | 1 | 1 |  |  | PC | PC | 2023-07-14 | 2958465 | FBRLA0006732 | F |  | L | 7653549 | 14 | 7 |  | 1 |  | 2100 | 1 | 8505.90.80 | Female Magnetic pogo pin contact 2.8mm p | 0 | 1 | 1 | 1
275A | FBRLAMAXR-FG | FBRLAMAXR-CB | 2 | 80 | Undefined99 | FBRLAL60001096 | USB charger cable with magnectic pogo pi |  |  | PRI | 0 | MG0000 | ZROH | 1 | 1 | 1 |  |  | PC | PC | 2023-07-14 | 2958465 | FBRLA0006732 | F |  | L | 7653549 | 16 | 8 |  | 1 |  | 2100 | 1 | 8544.42.00 | USB charger cable with magnectic pogo pi | 0 | 1 | 1 | 1

## SQ01
Material | MPN | Material description | Plnt | MRPCn | Product allocation | MRP | MatFrtGp | MTyp | SLoc | ESLoc | Typ | Matl group | PGr | LS | Min.lot size | BUn | Max. lot size | BUn | SafetyTime | SafetyTime | PDT | Safety stock | BUn | ProcType | SPT | Rounding val. | BUn | Created on | Mx | Av | BOM | Control code | MS | Ver. | ABC | Numerat. | Denom. | AUn | OUn | UoI | BUn | MovAvgPrice | per | Curr. | B | CC
1.05.00 |  | Licenciamento Ou Cessão De Direito De Us | 275A |  |  |  |  | ZDEN |  |  |  | MDDEN |  |  | 0 | EA | 0 | EA |  | 0 | 0 | 0 | EA |  |  | 0 | EA | 2012-08-13 |  | 1 |  | 1.05.00 |  |  |  | 1 | 1 | EA |  |  | EA |  | 0
1.07.00 |  | Technical Support In Computer, Inclusiv | 275A |  |  |  |  | ZDEN |  |  |  | MDDEN |  |  | 0 | EA | 0 | EA |  | 0 | 0 | 0 | EA |  |  | 0 | EA | 2012-08-13 |  | 1 |  | 1.07.00 |  |  |  | 1 | 1 | EA |  |  | EA |  | 0
LBLSERIALMDB06-GR |  | Kapton Label 5x5MM - RECORDED | 275A | BC5 |  | ZBC1 |  | ZHLB | 2100 | 2100 | PD | MG3C00 | P01 | EX | 0 | PC | 0 | PC |  | 0 | 0 | 0 | PC | X |  | 0 | PC | 2017-09-11 |  | Z2 | 7117634 | 3919.90.90 |  | BCM1 |  | 1 | 1 | PC |  |  | PC |  | 1000 |  | 1 | C
INSSOP0008-N |  | PF606-P(96,5%SN,3AG,0,5CU)Tipo4 | 275A | BC1 |  | ZBC1 |  | ZROH | 2100 | W002 | PD | MG0110 | P01 | WB | 0 | G | 0 | G |  | 0 | 27 | 0 | G | F |  | 0 | G | 2017-12-06 |  | Z2 |  | 3810.10.20 |  |  |  | 1 | 1 | G | KG |  | G | 667.47 | 1000 |  | 1 | D
INSSOP0008-N |  | PF606-P(96,5%SN,3AG,0,5CU)Tipo4 | 275A | BC1 |  | ZBC1 |  | ZROH | 2100 | W002 | PD | MG0110 | P01 | WB | 0 | G | 0 | G |  | 0 | 27 | 0 | G | F |  | 0 | G | 2017-12-06 |  | Z2 |  | 3810.10.20 |  |  |  | 1000 | 1 | KG | KG |  | G | 667.47 | 1000 |  | 1 | D
FBRLAL60000190 | 9238603RL | RES SMD 10K OHM 1% 1/10W 0603 | 275A | BC1 |  | ZBC1 |  | ZROH | 2100 | W002 | PD | MG6100 | P01 | WB | 0 | PC | 0 | PC |  | 0 | 27 | 0 | PC | F |  | 0 | PC | 2019-12-05 |  | Z2 |  | 8533.21.20 |  |  |  | 1 | 1 | EA |  |  | PC |  | 1000 |  | 1 | C
FBRLAL60000190 | 9238603RL | RES SMD 10K OHM 1% 1/10W 0603 | 275A | BC1 |  | ZBC1 |  | ZROH | 2100 | W002 | PD | MG6100 | P01 | WB | 0 | PC | 0 | PC |  | 0 | 27 | 0 | PC | F |  | 0 | PC | 2019-12-05 |  | Z2 |  | 8533.21.20 |  |  |  | 1 | 1 | PC |  |  | PC |  | 1000 |  | 1 | C
FBRLAL60000191 | RC0603FR-0713KL | RES SMD 13K OHM 1% 1/10W 0603 | 275A | BC1 |  | ZBC1 |  | ZROH | 2100 | W002 | PD | MG6100 | P01 | WB | 0 | PC | 0 | PC |  | 0 | 27 | 0 | PC | F |  | 0 | PC | 2019-12-05 |  | Z2 |  | 8533.21.20 |  |  |  | 1 | 1 | EA |  |  | PC | 133.01 | 1000 |  | 1 | D
FBRLAL60000191 | RC0603FR-0713KL | RES SMD 13K OHM 1% 1/10W 0603 | 275A | BC1 |  | ZBC1 |  | ZROH | 2100 | W002 | PD | MG6100 | P01 | WB | 0 | PC | 0 | PC |  | 0 | 27 | 0 | PC | F |  | 0 | PC | 2019-12-05 |  | Z2 |  | 8533.21.20 |  |  |  | 1 | 1 | PC |  |  | PC | 133.01 | 1000 |  | 1 | D
FBRLAL60000192 | 311-13.0KHRCT-ND | RES SMD 13K OHM 1% 1/10W 0603 | 275A | BC1 |  | ZBC1 |  | ZROH | 2100 | W002 | PD | MG6100 | P01 | WB | 0 | PC | 0 | PC |  | 0 | 27 | 0 | PC | F |  | 0 | PC | 2019-12-05 |  | Z2 |  | 8533.21.20 |  |  |  | 1 | 1 | EA |  |  | PC |  | 1000 |  | 1 | C
FBRLAL60000192 | 311-13.0KHRCT-ND | RES SMD 13K OHM 1% 1/10W 0603 | 275A | BC1 |  | ZBC1 |  | ZROH | 2100 | W002 | PD | MG6100 | P01 | WB | 0 | PC | 0 | PC |  | 0 | 27 | 0 | PC | F |  | 0 | PC | 2019-12-05 |  | Z2 |  | 8533.21.20 |  |  |  | 1 | 1 | PC |  |  | PC |  | 1000 |  | 1 | C
FBRLAL60000193 | 603-RC0603FR-0713KL | RES SMD 13K OHM 1% 1/10W 0603 | 275A | BC1 |  | ZBC1 |  | ZROH | 2100 | W002 | PD | MG6100 | P01 | WB | 0 | PC | 0 | PC |  | 0 | 27 | 0 | PC | F |  | 0 | PC | 2019-12-05 |  | Z2 |  | 8533.21.20 |  |  |  | 1 | 1 | EA |  |  | PC |  | 1000 |  | 1 | C
FBRLAL60000193 | 603-RC0603FR-0713KL | RES SMD 13K OHM 1% 1/10W 0603 | 275A | BC1 |  | ZBC1 |  | ZROH | 2100 | W002 | PD | MG6100 | P01 | WB | 0 | PC | 0 | PC |  | 0 | 27 | 0 | PC | F |  | 0 | PC | 2019-12-05 |  | Z2 |  | 8533.21.20 |  |  |  | 1 | 1 | PC |  |  | PC |  | 1000 |  | 1 | C
FBRLAL60000194 | 68R0057 | RES SMD 13K OHM 1% 1/10W 0603 | 275A | BC1 |  | ZBC1 |  | ZROH | 2100 | W002 | PD | MG6100 | P01 | WB | 0 | PC | 0 | PC |  | 0 | 27 | 0 | PC | F |  | 0 | PC | 2019-12-05 |  | Z2 |  | 8533.21.20 |  |  |  | 1 | 1 | EA |  |  | PC |  | 1000 |  | 1 | C
FBRLAL60000194 | 68R0057 | RES SMD 13K OHM 1% 1/10W 0603 | 275A | BC1 |  | ZBC1 |  | ZROH | 2100 | W002 | PD | MG6100 | P01 | WB | 0 | PC | 0 | PC |  | 0 | 27 | 0 | PC | F |  | 0 | PC | 2019-12-05 |  | Z2 |  | 8533.21.20 |  |  |  | 1 | 1 | PC |  |  | PC |  | 1000 |  | 1 | C
FBRLAL60000195 | RC1608F183CS | RES SMD 18K OHM 1% 1/10W 0603 | 275A | BC1 |  | ZBC1 |  | ZROH | 2100 | W002 | PD | MG6100 | P01 | WB | 0 | PC | 0 | PC |  | 0 | 27 | 0 | PC | F |  | 0 | PC | 2019-12-05 |  | Z2 |  | 8533.21.20 |  |  |  | 1 | 1 | EA |  |  | PC | 133.07 | 1000 |  | 1 | D
FBRLAL60000195 | RC1608F183CS | RES SMD 18K OHM 1% 1/10W 0603 | 275A | BC1 |  | ZBC1 |  | ZROH | 2100 | W002 | PD | MG6100 | P01 | WB | 0 | PC | 0 | PC |  | 0 | 27 | 0 | PC | F |  | 0 | PC | 2019-12-05 |  | Z2 |  | 8533.21.20 |  |  |  | 1 | 1 | PC |  |  | PC | 133.07 | 1000 |  | 1 | D
FBRLAL60000196 | 1276-4765-1-ND | RES SMD 18K OHM 1% 1/10W 0603 | 275A | BC1 |  | ZBC1 |  | ZROH | 2100 | W002 | PD | MG6100 | P01 | WB | 0 | PC | 0 | PC |  | 0 | 27 | 0 | PC | F |  | 0 | PC | 2019-12-05 |  | Z2 |  | 8533.21.20 |  |  |  | 1 | 1 | EA |  |  | PC |  | 1000 |  | 1 | C
FBRLAL60000196 | 1276-4765-1-ND | RES SMD 18K OHM 1% 1/10W 0603 | 275A | BC1 |  | ZBC1 |  | ZROH | 2100 | W002 | PD | MG6100 | P01 | WB | 0 | PC | 0 | PC |  | 0 | 27 | 0 | PC | F |  | 0 | PC | 2019-12-05 |  | Z2 |  | 8533.21.20 |  |  |  | 1 | 1 | PC |  |  | PC |  | 1000 |  | 1 | C
FBRLAL60000197 | RC0603JR-0710RL | RES SMD 10 OHM 5% 1/10W 0603 | 275A | BC1 |  | ZBC1 |  | ZROH | 2100 | W002 | PD | MG6100 | P01 | WB | 0 | PC | 0 | PC |  | 0 | 27 | 0 | PC | F |  | 0 | PC | 2019-12-05 |  | Z2 |  | 8533.21.20 |  |  |  | 1 | 1 | EA |  |  | PC | 114.02 | 1000 |  | 1 | D
FBRLAL60000197 | RC0603JR-0710RL | RES SMD 10 OHM 5% 1/10W 0603 | 275A | BC1 |  | ZBC1 |  | ZROH | 2100 | W002 | PD | MG6100 | P01 | WB | 0 | PC | 0 | PC |  | 0 | 27 | 0 | PC | F |  | 0 | PC | 2019-12-05 |  | Z2 |  | 8533.21.20 |  |  |  | 1 | 1 | PC |  |  | PC | 114.02 | 1000 |  | 1 | D
FBRLAL60000189 | 603-RC0603FR-0710KL | RES SMD 10K OHM 1% 1/10W 0603 | 275A | BC1 |  | ZBC1 |  | ZROH | 2100 | W002 | PD | MG6100 | P01 | WB | 0 | PC | 0 | PC |  | 0 | 27 | 0 | PC | F |  | 0 | PC | 2019-12-05 |  | Z2 |  | 8533.21.20 |  |  |  | 1 | 1 | EA |  |  | PC |  | 1000 |  | 1 | C
FBRLAL60000189 | 603-RC0603FR-0710KL | RES SMD 10K OHM 1% 1/10W 0603 | 275A | BC1 |  | ZBC1 |  | ZROH | 2100 | W002 | PD | MG6100 | P01 | WB | 0 | PC | 0 | PC |  | 0 | 27 | 0 | PC | F |  | 0 | PC | 2019-12-05 |  | Z2 |  | 8533.21.20 |  |  |  | 1 | 1 | PC |  |  | PC |  | 1000 |  | 1 | C
FBRLAL60000181 | 667-ERJ-3GEYJ104V | RES SMD 100K OHM 5% 1/10W 0603 | 275A | BC1 |  | ZBC1 |  | ZROH | 2100 | W002 | PD | MG6100 | P01 | WB | 0 | PC | 0 | PC |  | 0 | 27 | 0 | PC | F |  | 0 | PC | 2019-12-05 |  | Z2 |  | 8533.21.20 |  |  |  | 1 | 1 | EA |  |  | PC |  | 1000 |  | 1 | C
FBRLAL60000181 | 667-ERJ-3GEYJ104V | RES SMD 100K OHM 5% 1/10W 0603 | 275A | BC1 |  | ZBC1 |  | ZROH | 2100 | W002 | PD | MG6100 | P01 | WB | 0 | PC | 0 | PC |  | 0 | 27 | 0 | PC | F |  | 0 | PC | 2019-12-05 |  | Z2 |  | 8533.21.20 |  |  |  | 1 | 1 | PC |  |  | PC |  | 1000 |  | 1 | C
FBRLAL60000182 | 63W0974 | RES SMD 100K OHM 5% 1/10W 0603 | 275A | BC1 |  | ZBC1 |  | ZROH | 2100 | W002 | PD | MG6100 | P01 | WB | 0 | PC | 0 | PC |  | 0 | 27 | 0 | PC | F |  | 0 | PC | 2019-12-05 |  | Z2 |  | 8533.21.20 |  |  |  | 1 | 1 | EA |  |  | PC |  | 1000 |  | 1 | C
FBRLAL60000182 | 63W0974 | RES SMD 100K OHM 5% 1/10W 0603 | 275A | BC1 |  | ZBC1 |  | ZROH | 2100 | W002 | PD | MG6100 | P01 | WB | 0 | PC | 0 | PC |  | 0 | 27 | 0 | PC | F |  | 0 | PC | 2019-12-05 |  | Z2 |  | 8533.21.20 |  |  |  | 1 | 1 | PC |  |  | PC |  | 1000 |  | 1 | C
FBRLAL60000183 | RC0603FR-0744K2L | RES SMD 44.2K OHM 1% 1/10W 0603 | 275A | BC1 |  | ZBC1 |  | ZROH | 2100 | W002 | PD | MG6100 | P01 | WB | 0 | PC | 0 | PC |  | 0 | 27 | 0 | PC | F |  | 0 | PC | 2019-12-05 |  | Z2 |  | 8533.21.20 |  |  |  | 1 | 1 | EA |  |  | PC | 132.95 | 1000 |  | 1 | D
FBRLAL60000183 | RC0603FR-0744K2L | RES SMD 44.2K OHM 1% 1/10W 0603 | 275A | BC1 |  | ZBC1 |  | ZROH | 2100 | W002 | PD | MG6100 | P01 | WB | 0 | PC | 0 | PC |  | 0 | 27 | 0 | PC | F |  | 0 | PC | 2019-12-05 |  | Z2 |  | 8533.21.20 |  |  |  | 1 | 1 | PC |  |  | PC | 132.95 | 1000 |  | 1 | D
FBRLAL60000184 | 311-44.2KHRCT-ND | RES SMD 44.2K OHM 1% 1/10W 0603 | 275A | BC1 |  | ZBC1 |  | ZROH | 2100 | W002 | PD | MG6100 | P01 | WB | 0 | PC | 0 | PC |  | 0 | 27 | 0 | PC | F |  | 0 | PC | 2019-12-05 |  | Z2 |  | 8533.21.20 |  |  |  | 1 | 1 | EA |  |  | PC |  | 1000 |  | 1 | C
FBRLAL60000184 | 311-44.2KHRCT-ND | RES SMD 44.2K OHM 1% 1/10W 0603 | 275A | BC1 |  | ZBC1 |  | ZROH | 2100 | W002 | PD | MG6100 | P01 | WB | 0 | PC | 0 | PC |  | 0 | 27 | 0 | PC | F |  | 0 | PC | 2019-12-05 |  | Z2 |  | 8533.21.20 |  |  |  | 1 | 1 | PC |  |  | PC |  | 1000 |  | 1 | C
FBRLAL60000185 | 603-RC0603FR-0744K2L | RES SMD 44.2K OHM 1% 1/10W 0603 | 275A | BC1 |  | ZBC1 |  | ZROH | 2100 | W002 | PD | MG6100 | P01 | WB | 0 | PC | 0 | PC |  | 0 | 27 | 0 | PC | F |  | 0 | PC | 2019-12-05 |  | Z2 |  | 8533.21.20 |  |  |  | 1 | 1 | EA |  |  | PC |  | 1000 |  | 1 | C
FBRLAL60000185 | 603-RC0603FR-0744K2L | RES SMD 44.2K OHM 1% 1/10W 0603 | 275A | BC1 |  | ZBC1 |  | ZROH | 2100 | W002 | PD | MG6100 | P01 | WB | 0 | PC | 0 | PC |  | 0 | 27 | 0 | PC | F |  | 0 | PC | 2019-12-05 |  | Z2 |  | 8533.21.20 |  |  |  | 1 | 1 | PC |  |  | PC |  | 1000 |  | 1 | C
FBRLAL60000186 | 66R2405 | RES SMD 44.2K OHM 1% 1/10W 0603 | 275A | BC1 |  | ZBC1 |  | ZROH | 2100 | W002 | PD | MG6100 | P01 | WB | 0 | PC | 0 | PC |  | 0 | 27 | 0 | PC | F |  | 0 | PC | 2019-12-05 |  | Z2 |  | 8533.21.20 |  |  |  | 1 | 1 | EA |  |  | PC |  | 1000 |  | 1 | C
FBRLAL60000186 | 66R2405 | RES SMD 44.2K OHM 1% 1/10W 0603 | 275A | BC1 |  | ZBC1 |  | ZROH | 2100 | W002 | PD | MG6100 | P01 | WB | 0 | PC | 0 | PC |  | 0 | 27 | 0 | PC | F |  | 0 | PC | 2019-12-05 |  | Z2 |  | 8533.21.20 |  |  |  | 1 | 1 | PC |  |  | PC |  | 1000 |  | 1 | C
FBRLAL60000187 | RC0603FR-0710KL | RES SMD 10K OHM 1% 1/10W 0603 | 275A | BC1 |  | ZBC1 |  | ZROH | 2100 | W002 | PD | MG6100 | P01 | WB | 0 | PC | 0 | PC |  | 0 | 27 | 0 | PC | F |  | 0 | PC | 2019-12-05 |  | Z2 |  | 8533.21.20 |  |  |  | 1 | 1 | EA |  |  | PC | 132.95 | 1000 |  | 1 | D
FBRLAL60000187 | RC0603FR-0710KL | RES SMD 10K OHM 1% 1/10W 0603 | 275A | BC1 |  | ZBC1 |  | ZROH | 2100 | W002 | PD | MG6100 | P01 | WB | 0 | PC | 0 | PC |  | 0 | 27 | 0 | PC | F |  | 0 | PC | 2019-12-05 |  | Z2 |  | 8533.21.20 |  |  |  | 1 | 1 | PC |  |  | PC | 132.95 | 1000 |  | 1 | D
FBRLAL60000188 | 311-10.0KHRCT-ND | RES SMD 10K OHM 1% 1/10W 0603 | 275A | BC1 |  | ZBC1 |  | ZROH | 2100 | W002 | PD | MG6100 | P01 | WB | 0 | PC | 0 | PC |  | 0 | 27 | 0 | PC | F |  | 0 | PC | 2019-12-05 |  | Z2 |  | 8533.21.20 |  |  |  | 1 | 1 | EA |  |  | PC |  | 1000 |  | 1 | C
FBRLAL60000188 | 311-10.0KHRCT-ND | RES SMD 10K OHM 1% 1/10W 0603 | 275A | BC1 |  | ZBC1 |  | ZROH | 2100 | W002 | PD | MG6100 | P01 | WB | 0 | PC | 0 | PC |  | 0 | 27 | 0 | PC | F |  | 0 | PC | 2019-12-05 |  | Z2 |  | 8533.21.20 |  |  |  | 1 | 1 | PC |  |  | PC |  | 1000 |  | 1 | C
FBRLAL60000198 | 311-10GRCT-ND | RES SMD 10 OHM 5% 1/10W 0603 | 275A | BC1 |  | ZBC1 |  | ZROH | 2100 | W002 | PD | MG6100 | P01 | WB | 0 | PC | 0 | PC |  | 0 | 27 | 0 | PC | F |  | 0 | PC | 2019-12-05 |  | Z2 |  | 8533.21.20 |  |  |  | 1 | 1 | EA |  |  | PC |  | 1000 |  | 1 | C
FBRLAL60000198 | 311-10GRCT-ND | RES SMD 10 OHM 5% 1/10W 0603 | 275A | BC1 |  | ZBC1 |  | ZROH | 2100 | W002 | PD | MG6100 | P01 | WB | 0 | PC | 0 | PC |  | 0 | 27 | 0 | PC | F |  | 0 | PC | 2019-12-05 |  | Z2 |  | 8533.21.20 |  |  |  | 1 | 1 | PC |  |  | PC |  | 1000 |  | 1 | C
FBRLAL60000208 | 311-30.0KHRCT-ND | RES SMD 30K OHM 1% 1/10W 0603 | 275A | BC1 |  | ZBC1 |  | ZROH | 2100 | W002 | PD | MG6100 | P01 | WB | 0 | PC | 0 | PC |  | 0 | 27 | 0 | PC | F |  | 0 | PC | 2019-12-05 |  | Z2 |  | 8533.21.20 |  |  |  | 1 | 1 | EA |  |  | PC |  | 1000 |  | 1 | C
FBRLAL60000208 | 311-30.0KHRCT-ND | RES SMD 30K OHM 1% 1/10W 0603 | 275A | BC1 |  | ZBC1 |  | ZROH | 2100 | W002 | PD | MG6100 | P01 | WB | 0 | PC | 0 | PC |  | 0 | 27 | 0 | PC | F |  | 0 | PC | 2019-12-05 |  | Z2 |  | 8533.21.20 |  |  |  | 1 | 1 | PC |  |  | PC |  | 1000 |  | 1 | C
FBRLAL60000209 | ERJ-3GEYJ331V | RES SMD 330 OHM 5% 1/10W 0603 | 275A | BC1 |  | ZBC1 |  | ZROH | 2100 | W002 | PD | MG6100 | P01 | WB | 0 | PC | 0 | PC |  | 0 | 27 | 0 | PC | F |  | 0 | PC | 2019-12-05 |  | Z2 |  | 8533.21.20 |  |  |  | 1 | 1 | EA |  |  | PC | 114.08 | 1000 |  | 1 | D
FBRLAL60000209 | ERJ-3GEYJ331V | RES SMD 330 OHM 5% 1/10W 0603 | 275A | BC1 |  | ZBC1 |  | ZROH | 2100 | W002 | PD | MG6100 | P01 | WB | 0 | PC | 0 | PC |  | 0 | 27 | 0 | PC | F |  | 0 | PC | 2019-12-05 |  | Z2 |  | 8533.21.20 |  |  |  | 1 | 1 | PC |  |  | PC | 114.08 | 1000 |  | 1 | D
FBRLAL60000210 | P330GCT-ND | RES SMD 330 OHM 5% 1/10W 0603 | 275A | BC1 |  | ZBC1 |  | ZROH | 2100 | W002 | PD | MG6100 | P01 | WB | 0 | PC | 0 | PC |  | 0 | 27 | 0 | PC | F |  | 0 | PC | 2019-12-05 |  | Z2 |  | 8533.21.20 |  |  |  | 1 | 1 | EA |  |  | PC |  | 1000 |  | 1 | C
FBRLAL60000210 | P330GCT-ND | RES SMD 330 OHM 5% 1/10W 0603 | 275A | BC1 |  | ZBC1 |  | ZROH | 2100 | W002 | PD | MG6100 | P01 | WB | 0 | PC | 0 | PC |  | 0 | 27 | 0 | PC | F |  | 0 | PC | 2019-12-05 |  | Z2 |  | 8533.21.20 |  |  |  | 1 | 1 | PC |  |  | PC |  | 1000 |  | 1 | C
FBRLAL60000211 | 667-ERJ-3GEYJ331V | RES SMD 330 OHM 5% 1/10W 0603 | 275A | BC1 |  | ZBC1 |  | ZROH | 2100 | W002 | PD | MG6100 | P01 | WB | 0 | PC | 0 | PC |  | 0 | 27 | 0 | PC | F |  | 0 | PC | 2019-12-05 |  | Z2 |  | 8533.21.20 |  |  |  | 1 | 1 | EA |  |  | PC |  | 1000 |  | 1 | C
FBRLAL60000211 | 667-ERJ-3GEYJ331V | RES SMD 330 OHM 5% 1/10W 0603 | 275A | BC1 |  | ZBC1 |  | ZROH | 2100 | W002 | PD | MG6100 | P01 | WB | 0 | PC | 0 | PC |  | 0 | 27 | 0 | PC | F |  | 0 | PC | 2019-12-05 |  | Z2 |  | 8533.21.20 |  |  |  | 1 | 1 | PC |  |  | PC |  | 1000 |  | 1 | C
FBRLAL60000212 | 65T8629 | RES SMD 330 OHM 5% 1/10W 0603 | 275A | BC1 |  | ZBC1 |  | ZROH | 2100 | W002 | PD | MG6100 | P01 | WB | 0 | PC | 0 | PC |  | 0 | 27 | 0 | PC | F |  | 0 | PC | 2019-12-05 |  | Z2 |  | 8533.21.20 |  |  |  | 1 | 1 | EA |  |  | PC |  | 1000 |  | 1 | C
FBRLAL60000212 | 65T8629 | RES SMD 330 OHM 5% 1/10W 0603 | 275A | BC1 |  | ZBC1 |  | ZROH | 2100 | W002 | PD | MG6100 | P01 | WB | 0 | PC | 0 | PC |  | 0 | 27 | 0 | PC | F |  | 0 | PC | 2019-12-05 |  | Z2 |  | 8533.21.20 |  |  |  | 1 | 1 | PC |  |  | PC |  | 1000 |  | 1 | C
FBRLAL60000213 | ERJ-3EKF39R0V | RES SMD 39 OHM 1% 1/10W 0603 | 275A | BC1 |  | ZBC1 |  | ZROH | 2100 | W002 | PD | MG6100 | P01 | WB | 0 | PC | 0 | PC |  | 0 | 27 | 0 | PC | F |  | 0 | PC | 2019-12-05 |  | Z2 |  | 8533.21.20 |  |  |  | 1 | 1 | EA |  |  | PC | 133.07 | 1000 |  | 1 | D
FBRLAL60000213 | ERJ-3EKF39R0V | RES SMD 39 OHM 1% 1/10W 0603 | 275A | BC1 |  | ZBC1 |  | ZROH | 2100 | W002 | PD | MG6100 | P01 | WB | 0 | PC | 0 | PC |  | 0 | 27 | 0 | PC | F |  | 0 | PC | 2019-12-05 |  | Z2 |  | 8533.21.20 |  |  |  | 1 | 1 | PC |  |  | PC | 133.07 | 1000 |  | 1 | D
FBRLAL60000214 | P39.0HCT-ND | RES SMD 39 OHM 1% 1/10W 0603 | 275A | BC1 |  | ZBC1 |  | ZROH | 2100 | W002 | PD | MG6100 | P01 | WB | 0 | PC | 0 | PC |  | 0 | 27 | 0 | PC | F |  | 0 | PC | 2019-12-05 |  | Z2 |  | 8533.21.20 |  |  |  | 1 | 1 | EA |  |  | PC |  | 1000 |  | 1 | C
FBRLAL60000214 | P39.0HCT-ND | RES SMD 39 OHM 1% 1/10W 0603 | 275A | BC1 |  | ZBC1 |  | ZROH | 2100 | W002 | PD | MG6100 | P01 | WB | 0 | PC | 0 | PC |  | 0 | 27 | 0 | PC | F |  | 0 | PC | 2019-12-05 |  | Z2 |  | 8533.21.20 |  |  |  | 1 | 1 | PC |  |  | PC |  | 1000 |  | 1 | C
FBRLAL60000215 | 667-ERJ-3EKF39R0V | RES SMD 39 OHM 1% 1/10W 0603 | 275A | BC1 |  | ZBC1 |  | ZROH | 2100 | W002 | PD | MG6100 | P01 | WB | 0 | PC | 0 | PC |  | 0 | 27 | 0 | PC | F |  | 0 | PC | 2019-12-05 |  | Z2 |  | 8533.21.20 |  |  |  | 1 | 1 | EA |  |  | PC |  | 1000 |  | 1 | C
FBRLAL60000215 | 667-ERJ-3EKF39R0V | RES SMD 39 OHM 1% 1/10W 0603 | 275A | BC1 |  | ZBC1 |  | ZROH | 2100 | W002 | PD | MG6100 | P01 | WB | 0 | PC | 0 | PC |  | 0 | 27 | 0 | PC | F |  | 0 | PC | 2019-12-05 |  | Z2 |  | 8533.21.20 |  |  |  | 1 | 1 | PC |  |  | PC |  | 1000 |  | 1 | C
FBRLAL60000207 | RC0603FR-0730KL | RES SMD 30K OHM 1% 1/10W 0603 | 275A | BC1 |  | ZBC1 |  | ZROH | 2100 | W002 | PD | MG6100 | P01 | WB | 0 | PC | 0 | PC |  | 0 | 27 | 0 | PC | F |  | 0 | PC | 2019-12-05 |  | Z2 |  | 8533.21.20 |  |  |  | 1 | 1 | EA |  |  | PC | 132.95 | 1000 |  | 1 | D
FBRLAL60000207 | RC0603FR-0730KL | RES SMD 30K OHM 1% 1/10W 0603 | 275A | BC1 |  | ZBC1 |  | ZROH | 2100 | W002 | PD | MG6100 | P01 | WB | 0 | PC | 0 | PC |  | 0 | 27 | 0 | PC | F |  | 0 | PC | 2019-12-05 |  | Z2 |  | 8533.21.20 |  |  |  | 1 | 1 | PC |  |  | PC | 132.95 | 1000 |  | 1 | D
FBRLAL60000199 | RC0805JR-07390RL | RES SMD 390 OHM 5% 1/8W 0805 | 275A | BC1 |  | ZBC1 |  | ZROH | 2100 | W002 | PD | MG6100 | P01 | WB | 0 | PC | 0 | PC |  | 0 | 27 | 0 | PC | F |  | 0 | PC | 2019-12-05 |  | Z2 |  | 8533.21.20 |  |  |  | 1 | 1 | EA |  |  | PC | 133.16 | 1000 |  | 1 | D
FBRLAL60000199 | RC0805JR-07390RL | RES SMD 390 OHM 5% 1/8W 0805 | 275A | BC1 |  | ZBC1 |  | ZROH | 2100 | W002 | PD | MG6100 | P01 | WB | 0 | PC | 0 | PC |  | 0 | 27 | 0 | PC | F |  | 0 | PC | 2019-12-05 |  | Z2 |  | 8533.21.20 |  |  |  | 1 | 1 | PC |  |  | PC | 133.16 | 1000 |  | 1 | D
FBRLAL60000200 | 311-390ARCT-ND | RES SMD 390 OHM 5% 1/8W 0805 | 275A | BC1 |  | ZBC1 |  | ZROH | 2100 | W002 | PD | MG6100 | P01 | WB | 0 | PC | 0 | PC |  | 0 | 27 | 0 | PC | F |  | 0 | PC | 2019-12-05 |  | Z2 |  | 8533.21.20 |  |  |  | 1 | 1 | EA |  |  | PC |  | 1000 |  | 1 | C
FBRLAL60000200 | 311-390ARCT-ND | RES SMD 390 OHM 5% 1/8W 0805 | 275A | BC1 |  | ZBC1 |  | ZROH | 2100 | W002 | PD | MG6100 | P01 | WB | 0 | PC | 0 | PC |  | 0 | 27 | 0 | PC | F |  | 0 | PC | 2019-12-05 |  | Z2 |  | 8533.21.20 |  |  |  | 1 | 1 | PC |  |  | PC |  | 1000 |  | 1 | C
FBRLAL60000201 | 603-RC0805JR-07390RL | RES SMD 390 OHM 5% 1/8W 0805 | 275A | BC1 |  | ZBC1 |  | ZROH | 2100 | W002 | PD | MG6100 | P01 | WB | 0 | PC | 0 | PC |  | 0 | 27 | 0 | PC | F |  | 0 | PC | 2019-12-05 |  | Z2 |  | 8533.21.20 |  |  |  | 1 | 1 | EA |  |  | PC |  | 1000 |  | 1 | C
FBRLAL60000201 | 603-RC0805JR-07390RL | RES SMD 390 OHM 5% 1/8W 0805 | 275A | BC1 |  | ZBC1 |  | ZROH | 2100 | W002 | PD | MG6100 | P01 | WB | 0 | PC | 0 | PC |  | 0 | 27 | 0 | PC | F |  | 0 | PC | 2019-12-05 |  | Z2 |  | 8533.21.20 |  |  |  | 1 | 1 | PC |  |  | PC |  | 1000 |  | 1 | C
FBRLAL60000202 | 98K7754 | RES SMD 390 OHM 5% 1/8W 0805 | 275A | BC1 |  | ZBC1 |  | ZROH | 2100 | W002 | PD | MG6100 | P01 | WB | 0 | PC | 0 | PC |  | 0 | 27 | 0 | PC | F |  | 0 | PC | 2019-12-05 |  | Z2 |  | 8533.21.20 |  |  |  | 1 | 1 | EA |  |  | PC |  | 1000 |  | 1 | C
FBRLAL60000202 | 98K7754 | RES SMD 390 OHM 5% 1/8W 0805 | 275A | BC1 |  | ZBC1 |  | ZROH | 2100 | W002 | PD | MG6100 | P01 | WB | 0 | PC | 0 | PC |  | 0 | 27 | 0 | PC | F |  | 0 | PC | 2019-12-05 |  | Z2 |  | 8533.21.20 |  |  |  | 1 | 1 | PC |  |  | PC |  | 1000 |  | 1 | C
FBRLAL60000203 | ERJ-3GEYJ472V | RES SMD 4.7K OHM 5% 1/10W 0603 | 275A | BC1 |  | ZBC1 |  | ZROH | 2100 | W002 | PD | MG6100 | P01 | WB | 0 | PC | 0 | PC |  | 0 | 27 | 0 | PC | F |  | 0 | PC | 2019-12-05 |  | Z2 |  | 8533.21.20 |  |  |  | 1 | 1 | EA |  |  | PC | 133.07 | 1000 |  | 1 | D
FBRLAL60000203 | ERJ-3GEYJ472V | RES SMD 4.7K OHM 5% 1/10W 0603 | 275A | BC1 |  | ZBC1 |  | ZROH | 2100 | W002 | PD | MG6100 | P01 | WB | 0 | PC | 0 | PC |  | 0 | 27 | 0 | PC | F |  | 0 | PC | 2019-12-05 |  | Z2 |  | 8533.21.20 |  |  |  | 1 | 1 | PC |  |  | PC | 133.07 | 1000 |  | 1 | D
FBRLAL60000204 | P4.7KGCT-ND | RES SMD 4.7K OHM 5% 1/10W 0603 | 275A | BC1 |  | ZBC1 |  | ZROH | 2100 | W002 | PD | MG6100 | P01 | WB | 0 | PC | 0 | PC |  | 0 | 27 | 0 | PC | F |  | 0 | PC | 2019-12-05 |  | Z2 |  | 8533.21.20 |  |  |  | 1 | 1 | EA |  |  | PC |  | 1000 |  | 1 | C
FBRLAL60000204 | P4.7KGCT-ND | RES SMD 4.7K OHM 5% 1/10W 0603 | 275A | BC1 |  | ZBC1 |  | ZROH | 2100 | W002 | PD | MG6100 | P01 | WB | 0 | PC | 0 | PC |  | 0 | 27 | 0 | PC | F |  | 0 | PC | 2019-12-05 |  | Z2 |  | 8533.21.20 |  |  |  | 1 | 1 | PC |  |  | PC |  | 1000 |  | 1 | C
FBRLAL60000205 | 667-ERJ-3GEYJ472V | RES SMD 4.7K OHM 5% 1/10W 0603 | 275A | BC1 |  | ZBC1 |  | ZROH | 2100 | W002 | PD | MG6100 | P01 | WB | 0 | PC | 0 | PC |  | 0 | 27 | 0 | PC | F |  | 0 | PC | 2019-12-05 |  | Z2 |  | 8533.21.20 |  |  |  | 1 | 1 | EA |  |  | PC |  | 1000 |  | 1 | C
FBRLAL60000205 | 667-ERJ-3GEYJ472V | RES SMD 4.7K OHM 5% 1/10W 0603 | 275A | BC1 |  | ZBC1 |  | ZROH | 2100 | W002 | PD | MG6100 | P01 | WB | 0 | PC | 0 | PC |  | 0 | 27 | 0 | PC | F |  | 0 | PC | 2019-12-05 |  | Z2 |  | 8533.21.20 |  |  |  | 1 | 1 | PC |  |  | PC |  | 1000 |  | 1 | C
FBRLAL60000206 | 65T8654 | RES SMD 4.7K OHM 5% 1/10W 0603 | 275A | BC1 |  | ZBC1 |  | ZROH | 2100 | W002 | PD | MG6100 | P01 | WB | 0 | PC | 0 | PC |  | 0 | 27 | 0 | PC | F |  | 0 | PC | 2019-12-05 |  | Z2 |  | 8533.21.20 |  |  |  | 1 | 1 | EA |  |  | PC |  | 1000 |  | 1 | C
FBRLAL60000206 | 65T8654 | RES SMD 4.7K OHM 5% 1/10W 0603 | 275A | BC1 |  | ZBC1 |  | ZROH | 2100 | W002 | PD | MG6100 | P01 | WB | 0 | PC | 0 | PC |  | 0 | 27 | 0 | PC | F |  | 0 | PC | 2019-12-05 |  | Z2 |  | 8533.21.20 |  |  |  | 1 | 1 | PC |  |  | PC |  | 1000 |  | 1 | C
FBRLAL60000180 | P100KGCT-ND | RES SMD 100K OHM 5% 1/10W 0603 | 275A | BC1 |  | ZBC1 |  | ZROH | 2100 | W002 | PD | MG6100 | P01 | WB | 0 | PC | 0 | PC |  | 0 | 27 | 0 | PC | F |  | 0 | PC | 2019-12-05 |  | Z2 |  | 8533.21.20 |  |  |  | 1 | 1 | EA |  |  | PC |  | 1000 |  | 1 | C
FBRLAL60000180 | P100KGCT-ND | RES SMD 100K OHM 5% 1/10W 0603 | 275A | BC1 |  | ZBC1 |  | ZROH | 2100 | W002 | PD | MG6100 | P01 | WB | 0 | PC | 0 | PC |  | 0 | 27 | 0 | PC | F |  | 0 | PC | 2019-12-05 |  | Z2 |  | 8533.21.20 |  |  |  | 1 | 1 | PC |  |  | PC |  | 1000 |  | 1 | C
FBRLAL60000154 | 68R0144 | RES SMD 10K OHM 5% 1/10W 0603 | 275A | BC1 |  | ZBC1 |  | ZROH | 2100 | W002 | PD | MG6100 | P01 | WB | 0 | PC | 0 | PC |  | 0 | 27 | 0 | PC | F |  | 0 | PC | 2019-12-05 |  | Z2 |  | 8533.21.20 |  |  |  | 1 | 1 | EA |  |  | PC |  | 1000 |  | 1 | C
FBRLAL60000154 | 68R0144 | RES SMD 10K OHM 5% 1/10W 0603 | 275A | BC1 |  | ZBC1 |  | ZROH | 2100 | W002 | PD | MG6100 | P01 | WB | 0 | PC | 0 | PC |  | 0 | 27 | 0 | PC | F |  | 0 | PC | 2019-12-05 |  | Z2 |  | 8533.21.20 |  |  |  | 1 | 1 | PC |  |  | PC |  | 1000 |  | 1 | C
FBRLAL60000155 | RC0603FR-07120RL | RES SMD 120 OHM 1% 1/10W 0603 | 275A | BC1 |  | ZBC1 |  | ZROH | 2100 | W002 | PD | MG6100 | P01 | WB | 0 | PC | 0 | PC |  | 0 | 27 | 0 | PC | F |  | 0 | PC | 2019-12-05 |  | Z2 |  | 8533.21.20 |  |  |  | 1 | 1 | EA |  |  | PC | 133.01 | 1000 |  | 1 | D
FBRLAL60000155 | RC0603FR-07120RL | RES SMD 120 OHM 1% 1/10W 0603 | 275A | BC1 |  | ZBC1 |  | ZROH | 2100 | W002 | PD | MG6100 | P01 | WB | 0 | PC | 0 | PC |  | 0 | 27 | 0 | PC | F |  | 0 | PC | 2019-12-05 |  | Z2 |  | 8533.21.20 |  |  |  | 1 | 1 | PC |  |  | PC | 133.01 | 1000 |  | 1 | D
FBRLAL60000156 | 311-120HRCT-ND | RES SMD 120 OHM 1% 1/10W 0603 | 275A | BC1 |  | ZBC1 |  | ZROH | 2100 | W002 | PD | MG6100 | P01 | WB | 0 | PC | 0 | PC |  | 0 | 27 | 0 | PC | F |  | 0 | PC | 2019-12-05 |  | Z2 |  | 8533.21.20 |  |  |  | 1 | 1 | EA |  |  | PC |  | 1000 |  | 1 | C
FBRLAL60000156 | 311-120HRCT-ND | RES SMD 120 OHM 1% 1/10W 0603 | 275A | BC1 |  | ZBC1 |  | ZROH | 2100 | W002 | PD | MG6100 | P01 | WB | 0 | PC | 0 | PC |  | 0 | 27 | 0 | PC | F |  | 0 | PC | 2019-12-05 |  | Z2 |  | 8533.21.20 |  |  |  | 1 | 1 | PC |  |  | PC |  | 1000 |  | 1 | C
FBRLAL60000157 | 603-RC0603FR-07120RL | RES SMD 120 OHM 1% 1/10W 0603 | 275A | BC1 |  | ZBC1 |  | ZROH | 2100 | W002 | PD | MG6100 | P01 | WB | 0 | PC | 0 | PC |  | 0 | 27 | 0 | PC | F |  | 0 | PC | 2019-12-05 |  | Z2 |  | 8533.21.20 |  |  |  | 1 | 1 | EA |  |  | PC |  | 1000 |  | 1 | C
FBRLAL60000157 | 603-RC0603FR-07120RL | RES SMD 120 OHM 1% 1/10W 0603 | 275A | BC1 |  | ZBC1 |  | ZROH | 2100 | W002 | PD | MG6100 | P01 | WB | 0 | PC | 0 | PC |  | 0 | 27 | 0 | PC | F |  | 0 | PC | 2019-12-05 |  | Z2 |  | 8533.21.20 |  |  |  | 1 | 1 | PC |  |  | PC |  | 1000 |  | 1 | C
FBRLAL60000158 | 98K7350 | RES SMD 120 OHM 1% 1/10W 0603 | 275A | BC1 |  | ZBC1 |  | ZROH | 2100 | W002 | PD | MG6100 | P01 | WB | 0 | PC | 0 | PC |  | 0 | 27 | 0 | PC | F |  | 0 | PC | 2019-12-05 |  | Z2 |  | 8533.21.20 |  |  |  | 1 | 1 | EA |  |  | PC |  | 1000 |  | 1 | C
FBRLAL60000158 | 98K7350 | RES SMD 120 OHM 1% 1/10W 0603 | 275A | BC1 |  | ZBC1 |  | ZROH | 2100 | W002 | PD | MG6100 | P01 | WB | 0 | PC | 0 | PC |  | 0 | 27 | 0 | PC | F |  | 0 | PC | 2019-12-05 |  | Z2 |  | 8533.21.20 |  |  |  | 1 | 1 | PC |  |  | PC |  | 1000 |  | 1 | C
FBRLAL60000159 | RC0603FR-0747KL | RES SMD 47K OHM 1% 1/10W 0603 | 275A | BC1 |  | ZBC1 |  | ZROH | 2100 | W002 | PD | MG6100 | P01 | WB | 0 | PC | 0 | PC |  | 0 | 27 | 0 | PC | F |  | 0 | PC | 2019-12-05 |  | Z2 |  | 8533.21.20 |  |  |  | 1 | 1 | EA |  |  | PC | 132.95 | 1000 |  | 1 | D
FBRLAL60000159 | RC0603FR-0747KL | RES SMD 47K OHM 1% 1/10W 0603 | 275A | BC1 |  | ZBC1 |  | ZROH | 2100 | W002 | PD | MG6100 | P01 | WB | 0 | PC | 0 | PC |  | 0 | 27 | 0 | PC | F |  | 0 | PC | 2019-12-05 |  | Z2 |  | 8533.21.20 |  |  |  | 1 | 1 | PC |  |  | PC | 132.95 | 1000 |  | 1 | D
FBRLAL60000160 | 311-47.0KHRCT-ND | RES SMD 47K OHM 1% 1/10W 0603 | 275A | BC1 |  | ZBC1 |  | ZROH | 2100 | W002 | PD | MG6100 | P01 | WB | 0 | PC | 0 | PC |  | 0 | 27 | 0 | PC | F |  | 0 | PC | 2019-12-05 |  | Z2 |  | 8533.21.20 |  |  |  | 1 | 1 | EA |  |  | PC |  | 1000 |  | 1 | C
FBRLAL60000160 | 311-47.0KHRCT-ND | RES SMD 47K OHM 1% 1/10W 0603 | 275A | BC1 |  | ZBC1 |  | ZROH | 2100 | W002 | PD | MG6100 | P01 | WB | 0 | PC | 0 | PC |  | 0 | 27 | 0 | PC | F |  | 0 | PC | 2019-12-05 |  | Z2 |  | 8533.21.20 |  |  |  | 1 | 1 | PC |  |  | PC |  | 1000 |  | 1 | C
FBRLAL60000161 | 667-ERJ-3EKF4702V | RES SMD 47K OHM 1% 1/10W 0603 | 275A | BC1 |  | ZBC1 |  | ZROH | 2100 | W002 | PD | MG6100 | P01 | WB | 0 | PC | 0 | PC |  | 0 | 27 | 0 | PC | F |  | 0 | PC | 2019-12-05 |  | Z2 |  | 8533.21.20 |  |  |  | 1 | 1 | EA |  |  | PC |  | 1000 |  | 1 | C
FBRLAL60000161 | 667-ERJ-3EKF4702V | RES SMD 47K OHM 1% 1/10W 0603 | 275A | BC1 |  | ZBC1 |  | ZROH | 2100 | W002 | PD | MG6100 | P01 | WB | 0 | PC | 0 | PC |  | 0 | 27 | 0 | PC | F |  | 0 | PC | 2019-12-05 |  | Z2 |  | 8533.21.20 |  |  |  | 1 | 1 | PC |  |  | PC |  | 1000 |  | 1 | C
FBRLAL60000153 | 603-RC0603JR-0710KL | RES SMD 10K OHM 5% 1/10W 0603 | 275A | BC1 |  | ZBC1 |  | ZROH | 2100 | W002 | PD | MG6100 | P01 | WB | 0 | PC | 0 | PC |  | 0 | 27 | 0 | PC | F |  | 0 | PC | 2019-12-05 |  | Z2 |  | 8533.21.20 |  |  |  | 1 | 1 | EA |  |  | PC |  | 1000 |  | 1 | C
FBRLAL60000153 | 603-RC0603JR-0710KL | RES SMD 10K OHM 5% 1/10W 0603 | 275A | BC1 |  | ZBC1 |  | ZROH | 2100 | W002 | PD | MG6100 | P01 | WB | 0 | PC | 0 | PC |  | 0 | 27 | 0 | PC | F |  | 0 | PC | 2019-12-05 |  | Z2 |  | 8533.21.20 |  |  |  | 1 | 1 | PC |  |  | PC |  | 1000 |  | 1 | C
FBRLAL60000145 | ASMB-MTB0-0A3A2 | LED RGB DIFFUSED 4PLCC SMD | 275A | BC1 |  | ZBC1 |  | ZROH | 2100 | W002 | PD | MG5200 | P01 | WB | 0 | PC | 0 | PC |  | 0 | 27 | 0 | PC | F |  | 0 | PC | 2019-12-05 |  | Z2 |  | 8541.41.21 |  |  |  | 1 | 1 | EA |  |  | PC | 1052.46 | 1000 |  | 1 | B
FBRLAL60000145 | ASMB-MTB0-0A3A2 | LED RGB DIFFUSED 4PLCC SMD | 275A | BC1 |  | ZBC1 |  | ZROH | 2100 | W002 | PD | MG5200 | P01 | WB | 0 | PC | 0 | PC |  | 0 | 27 | 0 | PC | F |  | 0 | PC | 2019-12-05 |  | Z2 |  | 8541.41.21 |  |  |  | 1 | 1 | PC |  |  | PC | 1052.46 | 1000 |  | 1 | B
FBRLAL60000146 | 516-3279-1-ND | LED RGB DIFFUSED 4PLCC SMD | 275A | BC1 |  | ZBC1 |  | ZROH | 2100 | W002 | PD | MG5200 | P01 | WB | 0 | PC | 0 | PC |  | 0 | 27 | 0 | PC | F |  | 0 | PC | 2019-12-05 |  | Z2 |  | 8541.41.21 |  |  |  | 1 | 1 | EA |  |  | PC |  | 1000 |  | 1 | C
FBRLAL60000146 | 516-3279-1-ND | LED RGB DIFFUSED 4PLCC SMD | 275A | BC1 |  | ZBC1 |  | ZROH | 2100 | W002 | PD | MG5200 | P01 | WB | 0 | PC | 0 | PC |  | 0 | 27 | 0 | PC | F |  | 0 | PC | 2019-12-05 |  | Z2 |  | 8541.41.21 |  |  |  | 1 | 1 | PC |  |  | PC |  | 1000 |  | 1 | C
FBRLAL60000147 | BC817-40LT1G | TRANS NPN 45V 0.5A SOT23 | 275A | BC1 |  | ZBC1 |  | ZROH | 2100 | W002 | PD | MG5100 | P01 | WB | 0 | PC | 0 | PC |  | 0 | 27 | 0 | PC | F |  | 0 | PC | 2019-12-05 |  | Z2 |  | 8541.21.20 |  |  |  | 1 | 1 | EA |  |  | PC | 254.4 | 1000 |  | 1 | B
FBRLAL60000147 | BC817-40LT1G | TRANS NPN 45V 0.5A SOT23 | 275A | BC1 |  | ZBC1 |  | ZROH | 2100 | W002 | PD | MG5100 | P01 | WB | 0 | PC | 0 | PC |  | 0 | 27 | 0 | PC | F |  | 0 | PC | 2019-12-05 |  | Z2 |  | 8541.21.20 |  |  |  | 1 | 1 | PC |  |  | PC | 254.4 | 1000 |  | 1 | B
FBRLAL60000148 | BC817-40LT1GOSCT-ND | TRANS NPN 45V 0.5A SOT23 | 275A | BC1 |  | ZBC1 |  | ZROH | 2100 | W002 | PD | MG5100 | P01 | WB | 0 | PC | 0 | PC |  | 0 | 27 | 0 | PC | F |  | 0 | PC | 2019-12-05 |  | Z2 |  | 8541.21.20 |  |  |  | 1 | 1 | EA |  |  | PC |  | 1000 |  | 1 | C
FBRLAL60000148 | BC817-40LT1GOSCT-ND | TRANS NPN 45V 0.5A SOT23 | 275A | BC1 |  | ZBC1 |  | ZROH | 2100 | W002 | PD | MG5100 | P01 | WB | 0 | PC | 0 | PC |  | 0 | 27 | 0 | PC | F |  | 0 | PC | 2019-12-05 |  | Z2 |  | 8541.21.20 |  |  |  | 1 | 1 | PC |  |  | PC |  | 1000 |  | 1 | C
FBRLAL60000149 | 863-BC817-40LT1G | TRANS NPN 45V 0.5A SOT23 | 275A | BC1 |  | ZBC1 |  | ZROH | 2100 | W002 | PD | MG5100 | P01 | WB | 0 | PC | 0 | PC |  | 0 | 27 | 0 | PC | F |  | 0 | PC | 2019-12-05 |  | Z2 |  | 8541.21.20 |  |  |  | 1 | 1 | EA |  |  | PC |  | 1000 |  | 1 | C
FBRLAL60000149 | 863-BC817-40LT1G | TRANS NPN 45V 0.5A SOT23 | 275A | BC1 |  | ZBC1 |  | ZROH | 2100 | W002 | PD | MG5100 | P01 | WB | 0 | PC | 0 | PC |  | 0 | 27 | 0 | PC | F |  | 0 | PC | 2019-12-05 |  | Z2 |  | 8541.21.20 |  |  |  | 1 | 1 | PC |  |  | PC |  | 1000 |  | 1 | C
FBRLAL60000150 | 84K8723 | TRANS NPN 45V 0.5A SOT23 | 275A | BC1 |  | ZBC1 |  | ZROH | 2100 | W002 | PD | MG5100 | P01 | WB | 0 | PC | 0 | PC |  | 0 | 27 | 0 | PC | F |  | 0 | PC | 2019-12-05 |  | Z2 |  | 8541.21.20 |  |  |  | 1 | 1 | EA |  |  | PC |  | 1000 |  | 1 | C
FBRLAL60000150 | 84K8723 | TRANS NPN 45V 0.5A SOT23 | 275A | BC1 |  | ZBC1 |  | ZROH | 2100 | W002 | PD | MG5100 | P01 | WB | 0 | PC | 0 | PC |  | 0 | 27 | 0 | PC | F |  | 0 | PC | 2019-12-05 |  | Z2 |  | 8541.21.20 |  |  |  | 1 | 1 | PC |  |  | PC |  | 1000 |  | 1 | C
FBRLAL60000151 | RC0603JR-0710KL | RES SMD 10K OHM 5% 1/10W 0603 | 275A | BC1 |  | ZBC1 |  | ZROH | 2100 | W002 | PD | MG6100 | P01 | WB | 0 | PC | 0 | PC |  | 0 | 27 | 0 | PC | F |  | 0 | PC | 2019-12-05 |  | Z2 |  | 8533.21.20 |  |  |  | 1 | 1 | EA |  |  | PC | 74.99 | 1000 |  | 1 | D
FBRLAL60000151 | RC0603JR-0710KL | RES SMD 10K OHM 5% 1/10W 0603 | 275A | BC1 |  | ZBC1 |  | ZROH | 2100 | W002 | PD | MG6100 | P01 | WB | 0 | PC | 0 | PC |  | 0 | 27 | 0 | PC | F |  | 0 | PC | 2019-12-05 |  | Z2 |  | 8533.21.20 |  |  |  | 1 | 1 | PC |  |  | PC | 74.99 | 1000 |  | 1 | D
FBRLAL60000152 | 311-10KGRCT-ND | RES SMD 10K OHM 5% 1/10W 0603 | 275A | BC1 |  | ZBC1 |  | ZROH | 2100 | W002 | PD | MG6100 | P01 | WB | 0 | PC | 0 | PC |  | 0 | 27 | 0 | PC | F |  | 0 | PC | 2019-12-05 |  | Z2 |  | 8533.21.20 |  |  |  | 1 | 1 | EA |  |  | PC |  | 1000 |  | 1 | C
FBRLAL60000152 | 311-10KGRCT-ND | RES SMD 10K OHM 5% 1/10W 0603 | 275A | BC1 |  | ZBC1 |  | ZROH | 2100 | W002 | PD | MG6100 | P01 | WB | 0 | PC | 0 | PC |  | 0 | 27 | 0 | PC | F |  | 0 | PC | 2019-12-05 |  | Z2 |  | 8533.21.20 |  |  |  | 1 | 1 | PC |  |  | PC |  | 1000 |  | 1 | C
FBRLAL60000162 | 64R5350 | RES SMD 47K OHM 1% 1/10W 0603 | 275A | BC1 |  | ZBC1 |  | ZROH | 2100 | W002 | PD | MG6100 | P01 | WB | 0 | PC | 0 | PC |  | 0 | 27 | 0 | PC | F |  | 0 | PC | 2019-12-05 |  | Z2 |  | 8533.21.20 |  |  |  | 1 | 1 | EA |  |  | PC |  | 1000 |  | 1 | C
FBRLAL60000162 | 64R5350 | RES SMD 47K OHM 1% 1/10W 0603 | 275A | BC1 |  | ZBC1 |  | ZROH | 2100 | W002 | PD | MG6100 | P01 | WB | 0 | PC | 0 | PC |  | 0 | 27 | 0 | PC | F |  | 0 | PC | 2019-12-05 |  | Z2 |  | 8533.21.20 |  |  |  | 1 | 1 | PC |  |  | PC |  | 1000 |  | 1 | C
FBRLAL60000172 | 541-113KHCT-ND | RES SMD 113K OHM 1% 1/10W 0603 | 275A | BC1 |  | ZBC1 |  | ZROH | 2100 | W002 | PD | MG6100 | P01 | WB | 0 | PC | 0 | PC |  | 0 | 27 | 0 | PC | F |  | 0 | PC | 2019-12-05 |  | Z2 |  | 8533.21.20 |  |  |  | 1 | 1 | EA |  |  | PC |  | 1000 |  | 1 | C
FBRLAL60000172 | 541-113KHCT-ND | RES SMD 113K OHM 1% 1/10W 0603 | 275A | BC1 |  | ZBC1 |  | ZROH | 2100 | W002 | PD | MG6100 | P01 | WB | 0 | PC | 0 | PC |  | 0 | 27 | 0 | PC | F |  | 0 | PC | 2019-12-05 |  | Z2 |  | 8533.21.20 |  |  |  | 1 | 1 | PC |  |  | PC |  | 1000 |  | 1 | C
FBRLAL60000173 | 71-CRCW0603-113K-E3 | RES SMD 113K OHM 1% 1/10W 0603 | 275A | BC1 |  | ZBC1 |  | ZROH | 2100 | W002 | PD | MG6100 | P01 | WB | 0 | PC | 0 | PC |  | 0 | 27 | 0 | PC | F |  | 0 | PC | 2019-12-05 |  | Z2 |  | 8533.21.20 |  |  |  | 1 | 1 | EA |  |  | PC |  | 1000 |  | 1 | C
FBRLAL60000173 | 71-CRCW0603-113K-E3 | RES SMD 113K OHM 1% 1/10W 0603 | 275A | BC1 |  | ZBC1 |  | ZROH | 2100 | W002 | PD | MG6100 | P01 | WB | 0 | PC | 0 | PC |  | 0 | 27 | 0 | PC | F |  | 0 | PC | 2019-12-05 |  | Z2 |  | 8533.21.20 |  |  |  | 1 | 1 | PC |  |  | PC |  | 1000 |  | 1 | C
FBRLAL60000174 | 52K8097 | RES SMD 113K OHM 1% 1/10W 0603 | 275A | BC1 |  | ZBC1 |  | ZROH | 2100 | W002 | PD | MG6100 | P01 | WB | 0 | PC | 0 | PC |  | 0 | 27 | 0 | PC | F |  | 0 | PC | 2019-12-05 |  | Z2 |  | 8533.21.20 |  |  |  | 1 | 1 | EA |  |  | PC |  | 1000 |  | 1 | C
FBRLAL60000174 | 52K8097 | RES SMD 113K OHM 1% 1/10W 0603 | 275A | BC1 |  | ZBC1 |  | ZROH | 2100 | W002 | PD | MG6100 | P01 | WB | 0 | PC | 0 | PC |  | 0 | 27 | 0 | PC | F |  | 0 | PC | 2019-12-05 |  | Z2 |  | 8533.21.20 |  |  |  | 1 | 1 | PC |  |  | PC |  | 1000 |  | 1 | C
FBRLAL60000175 | ERJ-3EKF3301V | RES SMD 3.3K OHM 1% 1/10W 0603 | 275A | BC1 |  | ZBC1 |  | ZROH | 2100 | W002 | PD | MG6100 | P01 | WB | 0 | PC | 0 | PC |  | 0 | 27 | 0 | PC | F |  | 0 | PC | 2019-12-05 |  | Z2 |  | 8533.21.20 |  |  |  | 1 | 1 | EA |  |  | PC | 133.07 | 1000 |  | 1 | D
FBRLAL60000175 | ERJ-3EKF3301V | RES SMD 3.3K OHM 1% 1/10W 0603 | 275A | BC1 |  | ZBC1 |  | ZROH | 2100 | W002 | PD | MG6100 | P01 | WB | 0 | PC | 0 | PC |  | 0 | 27 | 0 | PC | F |  | 0 | PC | 2019-12-05 |  | Z2 |  | 8533.21.20 |  |  |  | 1 | 1 | PC |  |  | PC | 133.07 | 1000 |  | 1 | D
FBRLAL60000176 | P3.30KHCT-ND | RES SMD 3.3K OHM 1% 1/10W 0603 | 275A | BC1 |  | ZBC1 |  | ZROH | 2100 | W002 | PD | MG6100 | P01 | WB | 0 | PC | 0 | PC |  | 0 | 27 | 0 | PC | F |  | 0 | PC | 2019-12-05 |  | Z2 |  | 8533.21.20 |  |  |  | 1 | 1 | EA |  |  | PC |  | 1000 |  | 1 | C
FBRLAL60000176 | P3.30KHCT-ND | RES SMD 3.3K OHM 1% 1/10W 0603 | 275A | BC1 |  | ZBC1 |  | ZROH | 2100 | W002 | PD | MG6100 | P01 | WB | 0 | PC | 0 | PC |  | 0 | 27 | 0 | PC | F |  | 0 | PC | 2019-12-05 |  | Z2 |  | 8533.21.20 |  |  |  | 1 | 1 | PC |  |  | PC |  | 1000 |  | 1 | C
FBRLAL60000177 | 667-ERJ-3EKF3301V | RES SMD 3.3K OHM 1% 1/10W 0603 | 275A | BC1 |  | ZBC1 |  | ZROH | 2100 | W002 | PD | MG6100 | P01 | WB | 0 | PC | 0 | PC |  | 0 | 27 | 0 | PC | F |  | 0 | PC | 2019-12-05 |  | Z2 |  | 8533.21.20 |  |  |  | 1 | 1 | EA |  |  | PC |  | 1000 |  | 1 | C
FBRLAL60000177 | 667-ERJ-3EKF3301V | RES SMD 3.3K OHM 1% 1/10W 0603 | 275A | BC1 |  | ZBC1 |  | ZROH | 2100 | W002 | PD | MG6100 | P01 | WB | 0 | PC | 0 | PC |  | 0 | 27 | 0 | PC | F |  | 0 | PC | 2019-12-05 |  | Z2 |  | 8533.21.20 |  |  |  | 1 | 1 | PC |  |  | PC |  | 1000 |  | 1 | C
FBRLAL60000178 | 64R5339 | RES SMD 3.3K OHM 1% 1/10W 0603 | 275A | BC1 |  | ZBC1 |  | ZROH | 2100 | W002 | PD | MG6100 | P01 | WB | 0 | PC | 0 | PC |  | 0 | 27 | 0 | PC | F |  | 0 | PC | 2019-12-05 |  | Z2 |  | 8533.21.20 |  |  |  | 1 | 1 | EA |  |  | PC |  | 1000 |  | 1 | C
FBRLAL60000178 | 64R5339 | RES SMD 3.3K OHM 1% 1/10W 0603 | 275A | BC1 |  | ZBC1 |  | ZROH | 2100 | W002 | PD | MG6100 | P01 | WB | 0 | PC | 0 | PC |  | 0 | 27 | 0 | PC | F |  | 0 | PC | 2019-12-05 |  | Z2 |  | 8533.21.20 |  |  |  | 1 | 1 | PC |  |  | PC |  | 1000 |  | 1 | C
FBRLAL60000179 | ERJ-3GEYJ104V | RES SMD 100K OHM 5% 1/10W 0603 | 275A | BC1 |  | ZBC1 |  | ZROH | 2100 | W002 | PD | MG6100 | P01 | WB | 0 | PC | 0 | PC |  | 0 | 27 | 0 | PC | F |  | 0 | PC | 2019-12-05 |  | Z2 |  | 8533.21.20 |  |  |  | 1 | 1 | EA |  |  | PC | 114.02 | 1000 |  | 1 | D
FBRLAL60000179 | ERJ-3GEYJ104V | RES SMD 100K OHM 5% 1/10W 0603 | 275A | BC1 |  | ZBC1 |  | ZROH | 2100 | W002 | PD | MG6100 | P01 | WB | 0 | PC | 0 | PC |  | 0 | 27 | 0 | PC | F |  | 0 | PC | 2019-12-05 |  | Z2 |  | 8533.21.20 |  |  |  | 1 | 1 | PC |  |  | PC | 114.02 | 1000 |  | 1 | D
FBRLAL60000171 | CRCW0603113KFKEA | RES SMD 113K OHM 1% 1/10W 0603 | 275A | BC1 |  | ZBC1 |  | ZROH | 2100 | W002 | PD | MG6100 | P01 | WB | 0 | PC | 0 | PC |  | 0 | 27 | 0 | PC | F |  | 0 | PC | 2019-12-05 |  | Z2 |  | 8533.21.20 |  |  |  | 1 | 1 | EA |  |  | PC | 133.07 | 1000 |  | 1 | D
FBRLAL60000171 | CRCW0603113KFKEA | RES SMD 113K OHM 1% 1/10W 0603 | 275A | BC1 |  | ZBC1 |  | ZROH | 2100 | W002 | PD | MG6100 | P01 | WB | 0 | PC | 0 | PC |  | 0 | 27 | 0 | PC | F |  | 0 | PC | 2019-12-05 |  | Z2 |  | 8533.21.20 |  |  |  | 1 | 1 | PC |  |  | PC | 133.07 | 1000 |  | 1 | D
FBRLAL60000163 | RC0402FR-07200KL | RES SMD 200K OHM 1% 1/16W 0402 | 275A | BC1 |  | ZBC1 |  | ZROH | 2100 | W002 | PD | MG6100 | P01 | WB | 0 | PC | 0 | PC |  | 0 | 27 | 0 | PC | F |  | 0 | PC | 2019-12-05 |  | Z2 |  | 8533.21.20 |  |  |  | 1 | 1 | EA |  |  | PC | 132.54 | 1000 |  | 1 | D
FBRLAL60000163 | RC0402FR-07200KL | RES SMD 200K OHM 1% 1/16W 0402 | 275A | BC1 |  | ZBC1 |  | ZROH | 2100 | W002 | PD | MG6100 | P01 | WB | 0 | PC | 0 | PC |  | 0 | 27 | 0 | PC | F |  | 0 | PC | 2019-12-05 |  | Z2 |  | 8533.21.20 |  |  |  | 1 | 1 | PC |  |  | PC | 132.54 | 1000 |  | 1 | D
FBRLAL60000164 | 311-200KLRCT-ND | RES SMD 200K OHM 1% 1/16W 0402 | 275A | BC1 |  | ZBC1 |  | ZROH | 2100 | W002 | PD | MG6100 | P01 | WB | 0 | PC | 0 | PC |  | 0 | 27 | 0 | PC | F |  | 0 | PC | 2019-12-05 |  | Z2 |  | 8533.21.20 |  |  |  | 1 | 1 | EA |  |  | PC |  | 1000 |  | 1 | C
FBRLAL60000164 | 311-200KLRCT-ND | RES SMD 200K OHM 1% 1/16W 0402 | 275A | BC1 |  | ZBC1 |  | ZROH | 2100 | W002 | PD | MG6100 | P01 | WB | 0 | PC | 0 | PC |  | 0 | 27 | 0 | PC | F |  | 0 | PC | 2019-12-05 |  | Z2 |  | 8533.21.20 |  |  |  | 1 | 1 | PC |  |  | PC |  | 1000 |  | 1 | C
FBRLAL60000165 | 603-RC0402FR-07200KL | RES SMD 200K OHM 1% 1/16W 0402 | 275A | BC1 |  | ZBC1 |  | ZROH | 2100 | W002 | PD | MG6100 | P01 | WB | 0 | PC | 0 | PC |  | 0 | 27 | 0 | PC | F |  | 0 | PC | 2019-12-05 |  | Z2 |  | 8533.21.20 |  |  |  | 1 | 1 | EA |  |  | PC |  | 1000 |  | 1 | C
FBRLAL60000165 | 603-RC0402FR-07200KL | RES SMD 200K OHM 1% 1/16W 0402 | 275A | BC1 |  | ZBC1 |  | ZROH | 2100 | W002 | PD | MG6100 | P01 | WB | 0 | PC | 0 | PC |  | 0 | 27 | 0 | PC | F |  | 0 | PC | 2019-12-05 |  | Z2 |  | 8533.21.20 |  |  |  | 1 | 1 | PC |  |  | PC |  | 1000 |  | 1 | C
FBRLAL60000166 | 66R1288 | RES SMD 200K OHM 1% 1/16W 0402 | 275A | BC1 |  | ZBC1 |  | ZROH | 2100 | W002 | PD | MG6100 | P01 | WB | 0 | PC | 0 | PC |  | 0 | 27 | 0 | PC | F |  | 0 | PC | 2019-12-05 |  | Z2 |  | 8533.21.20 |  |  |  | 1 | 1 | EA |  |  | PC |  | 1000 |  | 1 | C
FBRLAL60000166 | 66R1288 | RES SMD 200K OHM 1% 1/16W 0402 | 275A | BC1 |  | ZBC1 |  | ZROH | 2100 | W002 | PD | MG6100 | P01 | WB | 0 | PC | 0 | PC |  | 0 | 27 | 0 | PC | F |  | 0 | PC | 2019-12-05 |  | Z2 |  | 8533.21.20 |  |  |  | 1 | 1 | PC |  |  | PC |  | 1000 |  | 1 | C
FBRLAL60000167 | ERJ-6GEY0R00V | RES SMD 0.0 OHM JUMPER 1/8W 0805 | 275A | BC1 |  | ZBC1 |  | ZROH | 2100 | W002 | PD | MG6100 | P01 | WB | 0 | PC | 0 | PC |  | 0 | 27 | 0 | PC | F |  | 0 | PC | 2019-12-05 |  | Z2 |  | 8533.21.20 |  |  |  | 1 | 1 | EA |  |  | PC | 114.23 | 1000 |  | 1 | D
FBRLAL60000167 | ERJ-6GEY0R00V | RES SMD 0.0 OHM JUMPER 1/8W 0805 | 275A | BC1 |  | ZBC1 |  | ZROH | 2100 | W002 | PD | MG6100 | P01 | WB | 0 | PC | 0 | PC |  | 0 | 27 | 0 | PC | F |  | 0 | PC | 2019-12-05 |  | Z2 |  | 8533.21.20 |  |  |  | 1 | 1 | PC |  |  | PC | 114.23 | 1000 |  | 1 | D
FBRLAL60000168 | P0.0ACT-ND | RES SMD 0.0 OHM JUMPER 1/8W 0805 | 275A | BC1 |  | ZBC1 |  | ZROH | 2100 | W002 | PD | MG6100 | P01 | WB | 0 | PC | 0 | PC |  | 0 | 27 | 0 | PC | F |  | 0 | PC | 2019-12-05 |  | Z2 |  | 8533.21.20 |  |  |  | 1 | 1 | EA |  |  | PC |  | 1000 |  | 1 | C
FBRLAL60000168 | P0.0ACT-ND | RES SMD 0.0 OHM JUMPER 1/8W 0805 | 275A | BC1 |  | ZBC1 |  | ZROH | 2100 | W002 | PD | MG6100 | P01 | WB | 0 | PC | 0 | PC |  | 0 | 27 | 0 | PC | F |  | 0 | PC | 2019-12-05 |  | Z2 |  | 8533.21.20 |  |  |  | 1 | 1 | PC |  |  | PC |  | 1000 |  | 1 | C
FBRLAL60000169 | 667-ERJ-6GEY0R00V | RES SMD 0.0 OHM JUMPER 1/8W 0805 | 275A | BC1 |  | ZBC1 |  | ZROH | 2100 | W002 | PD | MG6100 | P01 | WB | 0 | PC | 0 | PC |  | 0 | 27 | 0 | PC | F |  | 0 | PC | 2019-12-05 |  | Z2 |  | 8533.21.20 |  |  |  | 1 | 1 | EA |  |  | PC |  | 1000 |  | 1 | C
FBRLAL60000169 | 667-ERJ-6GEY0R00V | RES SMD 0.0 OHM JUMPER 1/8W 0805 | 275A | BC1 |  | ZBC1 |  | ZROH | 2100 | W002 | PD | MG6100 | P01 | WB | 0 | PC | 0 | PC |  | 0 | 27 | 0 | PC | F |  | 0 | PC | 2019-12-05 |  | Z2 |  | 8533.21.20 |  |  |  | 1 | 1 | PC |  |  | PC |  | 1000 |  | 1 | C
FBRLAL60000170 | 65T8846 | RES SMD 0.0 OHM JUMPER 1/8W 0805 | 275A | BC1 |  | ZBC1 |  | ZROH | 2100 | W002 | PD | MG6100 | P01 | WB | 0 | PC | 0 | PC |  | 0 | 27 | 0 | PC | F |  | 0 | PC | 2019-12-05 |  | Z2 |  | 8533.21.20 |  |  |  | 1 | 1 | EA |  |  | PC |  | 1000 |  | 1 | C
FBRLAL60000170 | 65T8846 | RES SMD 0.0 OHM JUMPER 1/8W 0805 | 275A | BC1 |  | ZBC1 |  | ZROH | 2100 | W002 | PD | MG6100 | P01 | WB | 0 | PC | 0 | PC |  | 0 | 27 | 0 | PC | F |  | 0 | PC | 2019-12-05 |  | Z2 |  | 8533.21.20 |  |  |  | 1 | 1 | PC |  |  | PC |  | 1000 |  | 1 | C
FBRLAL60000216 | 64R5342 | RES SMD 39 OHM 1% 1/10W 0603 | 275A | BC1 |  | ZBC1 |  | ZROH | 2100 | W002 | PD | MG6100 | P01 | WB | 0 | PC | 0 | PC |  | 0 | 27 | 0 | PC | F |  | 0 | PC | 2019-12-05 |  | Z2 |  | 8533.21.20 |  |  |  | 1 | 1 | EA |  |  | PC |  | 1000 |  | 1 | C
FBRLAL60000216 | 64R5342 | RES SMD 39 OHM 1% 1/10W 0603 | 275A | BC1 |  | ZBC1 |  | ZROH | 2100 | W002 | PD | MG6100 | P01 | WB | 0 | PC | 0 | PC |  | 0 | 27 | 0 | PC | F |  | 0 | PC | 2019-12-05 |  | Z2 |  | 8533.21.20 |  |  |  | 1 | 1 | PC |  |  | PC |  | 1000 |  | 1 | C
FBRLAL60000262 | 296-48139-1-ND | General Purpose Digital Isolator 3000Vrm | 275A | BC1 |  | ZBC1 |  | ZROH | 2100 | W002 | PD | MG3100 | P01 | WB | 0 | PC | 0 | PC |  | 0 | 27 | 0 | PC | F |  | 0 | PC | 2019-12-05 |  | Z2 |  | 8542.39.39 |  |  |  | 1 | 1 | EA |  |  | PC |  | 1000 |  | 1 | C
FBRLAL60000262 | 296-48139-1-ND | General Purpose Digital Isolator 3000Vrm | 275A | BC1 |  | ZBC1 |  | ZROH | 2100 | W002 | PD | MG3100 | P01 | WB | 0 | PC | 0 | PC |  | 0 | 27 | 0 | PC | F |  | 0 | PC | 2019-12-05 |  | Z2 |  | 8542.39.39 |  |  |  | 1 | 1 | PC |  |  | PC |  | 1000 |  | 1 | C
FBRLAL60000263 | 595-ISO7740FDBQR | General Purpose Digital Isolator 3000Vrm | 275A | BC1 |  | ZBC1 |  | ZROH | 2100 | W002 | PD | MG3100 | P01 | WB | 0 | PC | 0 | PC |  | 0 | 27 | 0 | PC | F |  | 0 | PC | 2019-12-05 |  | Z2 |  | 8542.39.39 |  |  |  | 1 | 1 | EA |  |  | PC |  | 1000 |  | 1 | C
FBRLAL60000263 | 595-ISO7740FDBQR | General Purpose Digital Isolator 3000Vrm | 275A | BC1 |  | ZBC1 |  | ZROH | 2100 | W002 | PD | MG3100 | P01 | WB | 0 | PC | 0 | PC |  | 0 | 27 | 0 | PC | F |  | 0 | PC | 2019-12-05 |  | Z2 |  | 8542.39.39 |  |  |  | 1 | 1 | PC |  |  | PC |  | 1000 |  | 1 | C
FBRLAL60000264 | LM324DT | IC OPAMP GP 1.3MHZ 14SO | 275A | BC1 |  | ZBC1 |  | ZROH | 2100 | W002 | PD | MG3100 | P01 | WB | 0 | PC | 0 | PC |  | 0 | 27 | 0 | PC | F |  | 0 | PC | 2019-12-05 |  | Z2 |  | 8542.33.90 |  |  |  | 1 | 1 | EA |  |  | PC | 757.93 | 1000 |  | 1 | C
FBRLAL60000264 | LM324DT | IC OPAMP GP 1.3MHZ 14SO | 275A | BC1 |  | ZBC1 |  | ZROH | 2100 | W002 | PD | MG3100 | P01 | WB | 0 | PC | 0 | PC |  | 0 | 27 | 0 | PC | F |  | 0 | PC | 2019-12-05 |  | Z2 |  | 8542.33.90 |  |  |  | 1 | 1 | PC |  |  | PC | 757.93 | 1000 |  | 1 | C
FBRLAL60000265 | 497-1580-1-ND | IC OPAMP GP 1.3MHZ 14SO | 275A | BC1 |  | ZBC1 |  | ZROH | 2100 | W002 | PD | MG3100 | P01 | WB | 0 | PC | 0 | PC |  | 0 | 27 | 0 | PC | F |  | 0 | PC | 2019-12-05 |  | Z2 |  | 8542.33.90 |  |  |  | 1 | 1 | EA |  |  | PC |  | 1000 |  | 1 | C
FBRLAL60000265 | 497-1580-1-ND | IC OPAMP GP 1.3MHZ 14SO | 275A | BC1 |  | ZBC1 |  | ZROH | 2100 | W002 | PD | MG3100 | P01 | WB | 0 | PC | 0 | PC |  | 0 | 27 | 0 | PC | F |  | 0 | PC | 2019-12-05 |  | Z2 |  | 8542.33.90 |  |  |  | 1 | 1 | PC |  |  | PC |  | 1000 |  | 1 | C
FBRLAL60000266 | 511-LM324D-TR | IC OPAMP GP 1.3MHZ 14SO | 275A | BC1 |  | ZBC1 |  | ZROH | 2100 | W002 | PD | MG3100 | P01 | WB | 0 | PC | 0 | PC |  | 0 | 27 | 0 | PC | F |  | 0 | PC | 2019-12-05 |  | Z2 |  | 8542.33.90 |  |  |  | 1 | 1 | EA |  |  | PC |  | 1000 |  | 1 | C
FBRLAL60000266 | 511-LM324D-TR | IC OPAMP GP 1.3MHZ 14SO | 275A | BC1 |  | ZBC1 |  | ZROH | 2100 | W002 | PD | MG3100 | P01 | WB | 0 | PC | 0 | PC |  | 0 | 27 | 0 | PC | F |  | 0 | PC | 2019-12-05 |  | Z2 |  | 8542.33.90 |  |  |  | 1 | 1 | PC |  |  | PC |  | 1000 |  | 1 | C
FBRLAL60000267 | 89K0691 | IC OPAMP GP 1.3MHZ 14SO | 275A | BC1 |  | ZBC1 |  | ZROH | 2100 | W002 | PD | MG3100 | P01 | WB | 0 | PC | 0 | PC |  | 0 | 27 | 0 | PC | F |  | 0 | PC | 2019-12-05 |  | Z2 |  | 8542.33.90 |  |  |  | 1 | 1 | EA |  |  | PC |  | 1000 |  | 1 | C
FBRLAL60000267 | 89K0691 | IC OPAMP GP 1.3MHZ 14SO | 275A | BC1 |  | ZBC1 |  | ZROH | 2100 | W002 | PD | MG3100 | P01 | WB | 0 | PC | 0 | PC |  | 0 | 27 | 0 | PC | F |  | 0 | PC | 2019-12-05 |  | Z2 |  | 8542.33.90 |  |  |  | 1 | 1 | PC |  |  | PC |  | 1000 |  | 1 | C
FBRLAL60000268 | SST25VF040B-50-4I-SAF | FLASH Memory IC 4Mb (512K x 8) SPI 50MHz | 275A | BC1 |  | ZBC1 |  | ZROH | 2100 | W002 | PD | MG3120 | P01 | WB | 0 | PC | 0 | PC |  | 0 | 27 | 0 | PC | F |  | 0 | PC | 2019-12-05 |  | Z2 |  | 8542.32.21 |  |  |  | 1 | 1 | EA |  |  | PC | 5080.84 | 1000 |  | 1 | B
FBRLAL60000268 | SST25VF040B-50-4I-SAF | FLASH Memory IC 4Mb (512K x 8) SPI 50MHz | 275A | BC1 |  | ZBC1 |  | ZROH | 2100 | W002 | PD | MG3120 | P01 | WB | 0 | PC | 0 | PC |  | 0 | 27 | 0 | PC | F |  | 0 | PC | 2019-12-05 |  | Z2 |  | 8542.32.21 |  |  |  | 1 | 1 | PC |  |  | PC | 5080.84 | 1000 |  | 1 | B
FBRLAL60000269 | SST25VF040B-50-4I-SAF-ND | FLASH Memory IC 4Mb (512K x 8) SPI 50MHz | 275A | BC1 |  | ZBC1 |  | ZROH | 2100 | W002 | PD | MG3120 | P01 | WB | 0 | PC | 0 | PC |  | 0 | 27 | 0 | PC | F |  | 0 | PC | 2019-12-05 |  | Z2 |  | 8542.32.21 |  |  |  | 1 | 1 | EA |  |  | PC |  | 1000 |  | 1 | C
FBRLAL60000269 | SST25VF040B-50-4I-SAF-ND | FLASH Memory IC 4Mb (512K x 8) SPI 50MHz | 275A | BC1 |  | ZBC1 |  | ZROH | 2100 | W002 | PD | MG3120 | P01 | WB | 0 | PC | 0 | PC |  | 0 | 27 | 0 | PC | F |  | 0 | PC | 2019-12-05 |  | Z2 |  | 8542.32.21 |  |  |  | 1 | 1 | PC |  |  | PC |  | 1000 |  | 1 | C
FBRLAL60000261 | ISO7740FDBQR | General Purpose Digital Isolator 3000Vrm | 275A | BC1 |  | ZBC1 |  | ZROH | 2100 | W002 | PD | MG3100 | P01 | WB | 0 | PC | 0 | PC |  | 0 | 27 | 0 | PC | F |  | 0 | PC | 2019-12-05 |  | Z2 |  | 8542.39.39 |  |  |  | 1 | 1 | EA |  |  | PC | 11758.27 | 1000 |  | 1 | A
FBRLAL60000261 | ISO7740FDBQR | General Purpose Digital Isolator 3000Vrm | 275A | BC1 |  | ZBC1 |  | ZROH | 2100 | W002 | PD | MG3100 | P01 | WB | 0 | PC | 0 | PC |  | 0 | 27 | 0 | PC | F |  | 0 | PC | 2019-12-05 |  | Z2 |  | 8542.39.39 |  |  |  | 1 | 1 | PC |  |  | PC | 11758.27 | 1000 |  | 1 | A
FBRLAL60000253 | PS2501L-1-A | Optoisolator Transistor Output 5000Vrms | 275A | BC1 |  | ZBC1 |  | ZROH | 2100 | W002 | PD | MG5100 | P01 | WB | 0 | PC | 0 | PC |  | 0 | 27 | 0 | PC | F |  | 0 | PC | 2019-12-05 |  | Z2 |  | 8541.42.90 |  |  |  | 1 | 1 | EA |  |  | PC | 830.59 | 1000 |  | 1 | C
FBRLAL60000253 | PS2501L-1-A | Optoisolator Transistor Output 5000Vrms | 275A | BC1 |  | ZBC1 |  | ZROH | 2100 | W002 | PD | MG5100 | P01 | WB | 0 | PC | 0 | PC |  | 0 | 27 | 0 | PC | F |  | 0 | PC | 2019-12-05 |  | Z2 |  | 8541.42.90 |  |  |  | 1 | 1 | PC |  |  | PC | 830.59 | 1000 |  | 1 | C
FBRLAL60000254 | PS2501L-1A-ND | Optoisolator Transistor Output 5000Vrms | 275A | BC1 |  | ZBC1 |  | ZROH | 2100 | W002 | PD | MG5100 | P01 | WB | 0 | PC | 0 | PC |  | 0 | 27 | 0 | PC | F |  | 0 | PC | 2019-12-05 |  | Z2 |  | 8541.42.90 |  |  |  | 1 | 1 | EA |  |  | PC |  | 1000 |  | 1 | C
FBRLAL60000254 | PS2501L-1A-ND | Optoisolator Transistor Output 5000Vrms | 275A | BC1 |  | ZBC1 |  | ZROH | 2100 | W002 | PD | MG5100 | P01 | WB | 0 | PC | 0 | PC |  | 0 | 27 | 0 | PC | F |  | 0 | PC | 2019-12-05 |  | Z2 |  | 8541.42.90 |  |  |  | 1 | 1 | PC |  |  | PC |  | 1000 |  | 1 | C
FBRLAL60000255 | 551-PS2501L-1-A | Optoisolator Transistor Output 5000Vrms | 275A | BC1 |  | ZBC1 |  | ZROH | 2100 | W002 | PD | MG5100 | P01 | WB | 0 | PC | 0 | PC |  | 0 | 27 | 0 | PC | F |  | 0 | PC | 2019-12-05 |  | Z2 |  | 8541.42.90 |  |  |  | 1 | 1 | EA |  |  | PC |  | 1000 |  | 1 | C
FBRLAL60000255 | 551-PS2501L-1-A | Optoisolator Transistor Output 5000Vrms | 275A | BC1 |  | ZBC1 |  | ZROH | 2100 | W002 | PD | MG5100 | P01 | WB | 0 | PC | 0 | PC |  | 0 | 27 | 0 | PC | F |  | 0 | PC | 2019-12-05 |  | Z2 |  | 8541.42.90 |  |  |  | 1 | 1 | PC |  |  | PC |  | 1000 |  | 1 | C
FBRLAL60000256 | PS2501L-1-A | Optoisolator Transistor Output 5000Vrms | 275A | BC1 |  | ZBC1 |  | ZROH | 2100 | W002 | PD | MG5100 | P01 | WB | 0 | PC | 0 | PC |  | 0 | 27 | 0 | PC | F |  | 0 | PC | 2019-12-05 |  | Z2 |  | 8541.42.90 |  |  |  | 1 | 1 | EA |  |  | PC |  | 1000 |  | 1 | C
FBRLAL60000256 | PS2501L-1-A | Optoisolator Transistor Output 5000Vrms | 275A | BC1 |  | ZBC1 |  | ZROH | 2100 | W002 | PD | MG5100 | P01 | WB | 0 | PC | 0 | PC |  | 0 | 27 | 0 | PC | F |  | 0 | PC | 2019-12-05 |  | Z2 |  | 8541.42.90 |  |  |  | 1 | 1 | PC |  |  | PC |  | 1000 |  | 1 | C
FBRLAL60000257 | ISO7720FQDRQ1 | General Purpose Digital Isolator 3000Vrm | 275A | BC1 |  | ZBC1 |  | ZROH | 2100 | W002 | PD | MG3100 | P01 | WB | 0 | PC | 0 | PC |  | 0 | 27 | 0 | PC | F |  | 0 | PC | 2019-12-05 |  | Z2 |  | 8542.39.39 |  |  |  | 1 | 1 | EA |  |  | PC | 10039.51 | 1000 |  | 1 | A
FBRLAL60000257 | ISO7720FQDRQ1 | General Purpose Digital Isolator 3000Vrm | 275A | BC1 |  | ZBC1 |  | ZROH | 2100 | W002 | PD | MG3100 | P01 | WB | 0 | PC | 0 | PC |  | 0 | 27 | 0 | PC | F |  | 0 | PC | 2019-12-05 |  | Z2 |  | 8542.39.39 |  |  |  | 1 | 1 | PC |  |  | PC | 10039.51 | 1000 |  | 1 | A
FBRLAL60000258 | 296-50345-1-ND | General Purpose Digital Isolator 3000Vrm | 275A | BC1 |  | ZBC1 |  | ZROH | 2100 | W002 | PD | MG3100 | P01 | WB | 0 | PC | 0 | PC |  | 0 | 27 | 0 | PC | F |  | 0 | PC | 2019-12-05 |  | Z2 |  | 8542.39.39 |  |  |  | 1 | 1 | EA |  |  | PC |  | 1000 |  | 1 | C
FBRLAL60000258 | 296-50345-1-ND | General Purpose Digital Isolator 3000Vrm | 275A | BC1 |  | ZBC1 |  | ZROH | 2100 | W002 | PD | MG3100 | P01 | WB | 0 | PC | 0 | PC |  | 0 | 27 | 0 | PC | F |  | 0 | PC | 2019-12-05 |  | Z2 |  | 8542.39.39 |  |  |  | 1 | 1 | PC |  |  | PC |  | 1000 |  | 1 | C
FBRLAL60000259 | 595-ISO7720FQDRQ1 | General Purpose Digital Isolator 3000Vrm | 275A | BC1 |  | ZBC1 |  | ZROH | 2100 | W002 | PD | MG3100 | P01 | WB | 0 | PC | 0 | PC |  | 0 | 27 | 0 | PC | F |  | 0 | PC | 2019-12-05 |  | Z2 |  | 8542.39.39 |  |  |  | 1 | 1 | EA |  |  | PC |  | 1000 |  | 1 | C
FBRLAL60000259 | 595-ISO7720FQDRQ1 | General Purpose Digital Isolator 3000Vrm | 275A | BC1 |  | ZBC1 |  | ZROH | 2100 | W002 | PD | MG3100 | P01 | WB | 0 | PC | 0 | PC |  | 0 | 27 | 0 | PC | F |  | 0 | PC | 2019-12-05 |  | Z2 |  | 8542.39.39 |  |  |  | 1 | 1 | PC |  |  | PC |  | 1000 |  | 1 | C
FBRLAL60000260 | 32AC7524 | General Purpose Digital Isolator 3000Vrm | 275A | BC1 |  | ZBC1 |  | ZROH | 2100 | W002 | PD | MG3100 | P01 | WB | 0 | PC | 0 | PC |  | 0 | 27 | 0 | PC | F |  | 0 | PC | 2019-12-05 |  | Z2 |  | 8542.39.39 |  |  |  | 1 | 1 | EA |  |  | PC |  | 1000 |  | 1 | C
FBRLAL60000260 | 32AC7524 | General Purpose Digital Isolator 3000Vrm | 275A | BC1 |  | ZBC1 |  | ZROH | 2100 | W002 | PD | MG3100 | P01 | WB | 0 | PC | 0 | PC |  | 0 | 27 | 0 | PC | F |  | 0 | PC | 2019-12-05 |  | Z2 |  | 8542.39.39 |  |  |  | 1 | 1 | PC |  |  | PC |  | 1000 |  | 1 | C
FBRLAL60000270 | 804-25VF040B5ISAF | FLASH Memory IC 4Mb (512K x 8) SPI 50MHz | 275A | BC1 |  | ZBC1 |  | ZROH | 2100 | W002 | PD | MG3120 | P01 | WB | 0 | PC | 0 | PC |  | 0 | 27 | 0 | PC | F |  | 0 | PC | 2019-12-05 |  | Z2 |  | 8542.32.21 |  |  |  | 1 | 1 | EA |  |  | PC |  | 1000 |  | 1 | C
FBRLAL60000270 | 804-25VF040B5ISAF | FLASH Memory IC 4Mb (512K x 8) SPI 50MHz | 275A | BC1 |  | ZBC1 |  | ZROH | 2100 | W002 | PD | MG3120 | P01 | WB | 0 | PC | 0 | PC |  | 0 | 27 | 0 | PC | F |  | 0 | PC | 2019-12-05 |  | Z2 |  | 8542.32.21 |  |  |  | 1 | 1 | PC |  |  | PC |  | 1000 |  | 1 | C
FBRLAL60000280 | CX3225CA12000D0HSSCC | CRYSTAL 12.0000MHZ 8PF SMD | 275A | BC1 |  | ZBC1 |  | ZROH | 2100 | W002 | PD | MG7100 | P01 | WB | 0 | PC | 0 | PC |  | 0 | 27 | 0 | PC | F |  | 0 | PC | 2019-12-05 |  | Z2 |  | 8541.60.90 |  |  |  | 1 | 1 | EA |  |  | PC | 3243.78 | 1000 |  | 1 | A
FBRLAL60000280 | CX3225CA12000D0HSSCC | CRYSTAL 12.0000MHZ 8PF SMD | 275A | BC1 |  | ZBC1 |  | ZROH | 2100 | W002 | PD | MG7100 | P01 | WB | 0 | PC | 0 | PC |  | 0 | 27 | 0 | PC | F |  | 0 | PC | 2019-12-05 |  | Z2 |  | 8541.60.90 |  |  |  | 1 | 1 | PC |  |  | PC | 3243.78 | 1000 |  | 1 | A
FBRLAL60000281 | 1253-1136-1-ND | CRYSTAL 12.0000MHZ 8PF SMD | 275A | BC1 |  | ZBC1 |  | ZROH | 2100 | W002 | PD | MG7100 | P01 | WB | 0 | PC | 0 | PC |  | 0 | 27 | 0 | PC | F |  | 0 | PC | 2019-12-05 |  | Z2 |  | 8541.60.90 |  |  |  | 1 | 1 | EA |  |  | PC |  | 1000 |  | 1 | C
FBRLAL60000281 | 1253-1136-1-ND | CRYSTAL 12.0000MHZ 8PF SMD | 275A | BC1 |  | ZBC1 |  | ZROH | 2100 | W002 | PD | MG7100 | P01 | WB | 0 | PC | 0 | PC |  | 0 | 27 | 0 | PC | F |  | 0 | PC | 2019-12-05 |  | Z2 |  | 8541.60.90 |  |  |  | 1 | 1 | PC |  |  | PC |  | 1000 |  | 1 | C
FBRLAL60000282 | 581-CX3225CA12DHSSCC | CRYSTAL 12.0000MHZ 8PF SMD | 275A | BC1 |  | ZBC1 |  | ZROH | 2100 | W002 | PD | MG7100 | P01 | WB | 0 | PC | 0 | PC |  | 0 | 27 | 0 | PC | F |  | 0 | PC | 2019-12-05 |  | Z2 |  | 8541.60.90 |  |  |  | 1 | 1 | EA |  |  | PC |  | 1000 |  | 1 | C
FBRLAL60000282 | 581-CX3225CA12DHSSCC | CRYSTAL 12.0000MHZ 8PF SMD | 275A | BC1 |  | ZBC1 |  | ZROH | 2100 | W002 | PD | MG7100 | P01 | WB | 0 | PC | 0 | PC |  | 0 | 27 | 0 | PC | F |  | 0 | PC | 2019-12-05 |  | Z2 |  | 8541.60.90 |  |  |  | 1 | 1 | PC |  |  | PC |  | 1000 |  | 1 | C
FBRLAL60000283 | 54X4710 | CRYSTAL 12.0000MHZ 8PF SMD | 275A | BC1 |  | ZBC1 |  | ZROH | 2100 | W002 | PD | MG7100 | P01 | WB | 0 | PC | 0 | PC |  | 0 | 27 | 0 | PC | F |  | 0 | PC | 2019-12-05 |  | Z2 |  | 8541.60.90 |  |  |  | 1 | 1 | EA |  |  | PC |  | 1000 |  | 1 | C
FBRLAL60000283 | 54X4710 | CRYSTAL 12.0000MHZ 8PF SMD | 275A | BC1 |  | ZBC1 |  | ZROH | 2100 | W002 | PD | MG7100 | P01 | WB | 0 | PC | 0 | PC |  | 0 | 27 | 0 | PC | F |  | 0 | PC | 2019-12-05 |  | Z2 |  | 8541.60.90 |  |  |  | 1 | 1 | PC |  |  | PC |  | 1000 |  | 1 | C
FBRLAL60000284 | ABS05-32.768KHZ-9-T | 32.768kHz ±20ppm Crystal 9pF 90 kOhm -40 | 275A | BC1 |  | ZBC1 |  | ZROH | 2100 | W002 | PD | MG7100 | P01 | WB | 0 | PC | 0 | PC |  | 0 | 27 | 0 | PC | F |  | 0 | PC | 2019-12-05 |  | Z2 |  | 8541.60.90 |  |  |  | 1 | 1 | EA |  |  | PC | 2930.35 | 1000 |  | 1 | A
FBRLAL60000284 | ABS05-32.768KHZ-9-T | 32.768kHz ±20ppm Crystal 9pF 90 kOhm -40 | 275A | BC1 |  | ZBC1 |  | ZROH | 2100 | W002 | PD | MG7100 | P01 | WB | 0 | PC | 0 | PC |  | 0 | 27 | 0 | PC | F |  | 0 | PC | 2019-12-05 |  | Z2 |  | 8541.60.90 |  |  |  | 1 | 1 | PC |  |  | PC | 2930.35 | 1000 |  | 1 | A
FBRLAL60000285 | 535-11897-1-ND | 32.768kHz ±20ppm Crystal 9pF 90 kOhm -40 | 275A | BC1 |  | ZBC1 |  | ZROH | 2100 | W002 | PD | MG7100 | P01 | WB | 0 | PC | 0 | PC |  | 0 | 27 | 0 | PC | F |  | 0 | PC | 2019-12-05 |  | Z2 |  | 8541.60.90 |  |  |  | 1 | 1 | EA |  |  | PC |  | 1000 |  | 1 | C
FBRLAL60000285 | 535-11897-1-ND | 32.768kHz ±20ppm Crystal 9pF 90 kOhm -40 | 275A | BC1 |  | ZBC1 |  | ZROH | 2100 | W002 | PD | MG7100 | P01 | WB | 0 | PC | 0 | PC |  | 0 | 27 | 0 | PC | F |  | 0 | PC | 2019-12-05 |  | Z2 |  | 8541.60.90 |  |  |  | 1 | 1 | PC |  |  | PC |  | 1000 |  | 1 | C
FBRLAL60000286 |  | PCI (FR4 1,6mm 4L 1/2oz, Hot Air, Classe | 275A | BC1 |  | ZBC1 |  | ZROH | 2100 | W002 | PD | MG0100 | P01 | WB | 0 | PC | 0 | PC |  | 0 | 27 | 0 | PC | F |  | 0 | PC | 2019-12-05 |  | Z2 |  | 8534.00.51 |  |  |  | 1 | 1 | EA |  |  | PC | 21506.63 | 1000 |  | 1 | A
FBRLAL60000286 |  | PCI (FR4 1,6mm 4L 1/2oz, Hot Air, Classe | 275A | BC1 |  | ZBC1 |  | ZROH | 2100 | W002 | PD | MG0100 | P01 | WB | 0 | PC | 0 | PC |  | 0 | 27 | 0 | PC | F |  | 0 | PC | 2019-12-05 |  | Z2 |  | 8534.00.51 |  |  |  | 1 | 1 | PC |  |  | PC | 21506.63 | 1000 |  | 1 | A
FBRLAL60000279 | 62AC0643 | RF TXRX MODULE WIFI U.FL ANT | 275A | BC1 |  | ZBC1 |  | ZROH | 2100 | W002 | PD | MG0000 | P01 | WB | 0 | PC | 0 | PC |  | 0 | 27 | 0 | PC | F |  | 0 | PC | 2019-12-05 |  | Z2 |  | 8542.39.39 |  |  |  | 1 | 1 | EA |  |  | PC |  | 1000 |  | 1 | C
FBRLAL60000279 | 62AC0643 | RF TXRX MODULE WIFI U.FL ANT | 275A | BC1 |  | ZBC1 |  | ZROH | 2100 | W002 | PD | MG0000 | P01 | WB | 0 | PC | 0 | PC |  | 0 | 27 | 0 | PC | F |  | 0 | PC | 2019-12-05 |  | Z2 |  | 8542.39.39 |  |  |  | 1 | 1 | PC |  |  | PC |  | 1000 |  | 1 | C
FBRLAL60000271 | 31AC1416 | FLASH Memory IC 4Mb (512K x 8) SPI 50MHz | 275A | BC1 |  | ZBC1 |  | ZROH | 2100 | W002 | PD | MG3120 | P01 | WB | 0 | PC | 0 | PC |  | 0 | 27 | 0 | PC | F |  | 0 | PC | 2019-12-05 |  | Z2 |  | 8542.32.21 |  |  |  | 1 | 1 | EA |  |  | PC |  | 1000 |  | 1 | C
FBRLAL60000271 | 31AC1416 | FLASH Memory IC 4Mb (512K x 8) SPI 50MHz | 275A | BC1 |  | ZBC1 |  | ZROH | 2100 | W002 | PD | MG3120 | P01 | WB | 0 | PC | 0 | PC |  | 0 | 27 | 0 | PC | F |  | 0 | PC | 2019-12-05 |  | Z2 |  | 8542.32.21 |  |  |  | 1 | 1 | PC |  |  | PC |  | 1000 |  | 1 | C
FBRLAL60000272 | ATSAME54P20A-AUT | ARM® Cortex®-M4F SAM E54 Microcontroller | 275A | BC1 |  | ZBC1 |  | ZROH | 2100 | W002 | PD | MG1101 | P01 | WB | 0 | PC | 0 | PC |  | 0 | 27 | 0 | PC | F |  | 0 | PC | 2019-12-05 |  | Z2 |  | 8542.31.20 |  |  |  | 1 | 1 | EA |  |  | PC | 40923.13 | 1000 |  | 1 | A
FBRLAL60000272 | ATSAME54P20A-AUT | ARM® Cortex®-M4F SAM E54 Microcontroller | 275A | BC1 |  | ZBC1 |  | ZROH | 2100 | W002 | PD | MG1101 | P01 | WB | 0 | PC | 0 | PC |  | 0 | 27 | 0 | PC | F |  | 0 | PC | 2019-12-05 |  | Z2 |  | 8542.31.20 |  |  |  | 1 | 1 | PC |  |  | PC | 40923.13 | 1000 |  | 1 | A
FBRLAL60000273 | ATSAME54P20A-AUTCT-ND | ARM® Cortex®-M4F SAM E54 Microcontroller | 275A | BC1 |  | ZBC1 |  | ZROH | 2100 | W002 | PD | MG1101 | P01 | WB | 0 | PC | 0 | PC |  | 0 | 27 | 0 | PC | F |  | 0 | PC | 2019-12-05 |  | Z2 |  | 8542.31.20 |  |  |  | 1 | 1 | EA |  |  | PC |  | 1000 |  | 1 | C
FBRLAL60000273 | ATSAME54P20A-AUTCT-ND | ARM® Cortex®-M4F SAM E54 Microcontroller | 275A | BC1 |  | ZBC1 |  | ZROH | 2100 | W002 | PD | MG1101 | P01 | WB | 0 | PC | 0 | PC |  | 0 | 27 | 0 | PC | F |  | 0 | PC | 2019-12-05 |  | Z2 |  | 8542.31.20 |  |  |  | 1 | 1 | PC |  |  | PC |  | 1000 |  | 1 | C
FBRLAL60000274 | 556-ATSAME54P20AAU | ARM® Cortex®-M4F SAM E54 Microcontroller | 275A | BC1 |  | ZBC1 |  | ZROH | 2100 | W002 | PD | MG1101 | P01 | WB | 0 | PC | 0 | PC |  | 0 | 27 | 0 | PC | F |  | 0 | PC | 2019-12-05 |  | Z2 |  | 8542.31.20 |  |  |  | 1 | 1 | EA |  |  | PC |  | 1000 |  | 1 | C
FBRLAL60000274 | 556-ATSAME54P20AAU | ARM® Cortex®-M4F SAM E54 Microcontroller | 275A | BC1 |  | ZBC1 |  | ZROH | 2100 | W002 | PD | MG1101 | P01 | WB | 0 | PC | 0 | PC |  | 0 | 27 | 0 | PC | F |  | 0 | PC | 2019-12-05 |  | Z2 |  | 8542.31.20 |  |  |  | 1 | 1 | PC |  |  | PC |  | 1000 |  | 1 | C
FBRLAL60000275 | 23AC2438 | ARM® Cortex®-M4F SAM E54 Microcontroller | 275A | BC1 |  | ZBC1 |  | ZROH | 2100 | W002 | PD | MG1101 | P01 | WB | 0 | PC | 0 | PC |  | 0 | 27 | 0 | PC | F |  | 0 | PC | 2019-12-05 |  | Z2 |  | 8542.31.20 |  |  |  | 1 | 1 | EA |  |  | PC |  | 1000 |  | 1 | C
FBRLAL60000275 | 23AC2438 | ARM® Cortex®-M4F SAM E54 Microcontroller | 275A | BC1 |  | ZBC1 |  | ZROH | 2100 | W002 | PD | MG1101 | P01 | WB | 0 | PC | 0 | PC |  | 0 | 27 | 0 | PC | F |  | 0 | PC | 2019-12-05 |  | Z2 |  | 8542.31.20 |  |  |  | 1 | 1 | PC |  |  | PC |  | 1000 |  | 1 | C
FBRLAL60000276 | ATWINC1500-MR210UB1954 | RF TXRX MODULE WIFI U.FL ANT | 275A | BC1 |  | ZBC1 |  | ZROH | 2100 | W002 | PD | MG0000 | P01 | WB | 0 | PC | 0 | PC |  | 0 | 27 | 0 | PC | F |  | 0 | PC | 2019-12-05 |  | Z2 |  | 8542.39.39 |  |  |  | 1 | 1 | EA |  |  | PC | 47280.85 | 1000 |  | 1 | A
FBRLAL60000276 | ATWINC1500-MR210UB1954 | RF TXRX MODULE WIFI U.FL ANT | 275A | BC1 |  | ZBC1 |  | ZROH | 2100 | W002 | PD | MG0000 | P01 | WB | 0 | PC | 0 | PC |  | 0 | 27 | 0 | PC | F |  | 0 | PC | 2019-12-05 |  | Z2 |  | 8542.39.39 |  |  |  | 1 | 1 | PC |  |  | PC | 47280.85 | 1000 |  | 1 | A
FBRLAL60000277 | ATWINC1500-MR210UB1954-ND | RF TXRX MODULE WIFI U.FL ANT | 275A | BC1 |  | ZBC1 |  | ZROH | 2100 | W002 | PD | MG0000 | P01 | WB | 0 | PC | 0 | PC |  | 0 | 27 | 0 | PC | F |  | 0 | PC | 2019-12-05 |  | Z2 |  | 8542.39.39 |  |  |  | 1 | 1 | EA |  |  | PC |  | 1000 |  | 1 | C
FBRLAL60000277 | ATWINC1500-MR210UB1954-ND | RF TXRX MODULE WIFI U.FL ANT | 275A | BC1 |  | ZBC1 |  | ZROH | 2100 | W002 | PD | MG0000 | P01 | WB | 0 | PC | 0 | PC |  | 0 | 27 | 0 | PC | F |  | 0 | PC | 2019-12-05 |  | Z2 |  | 8542.39.39 |  |  |  | 1 | 1 | PC |  |  | PC |  | 1000 |  | 1 | C
FBRLAL60000278 | 579-ATWINC1500MR210U | RF TXRX MODULE WIFI U.FL ANT | 275A | BC1 |  | ZBC1 |  | ZROH | 2100 | W002 | PD | MG0000 | P01 | WB | 0 | PC | 0 | PC |  | 0 | 27 | 0 | PC | F |  | 0 | PC | 2019-12-05 |  | Z2 |  | 8542.39.39 |  |  |  | 1 | 1 | EA |  |  | PC |  | 1000 |  | 1 | C
FBRLAL60000278 | 579-ATWINC1500MR210U | RF TXRX MODULE WIFI U.FL ANT | 275A | BC1 |  | ZBC1 |  | ZROH | 2100 | W002 | PD | MG0000 | P01 | WB | 0 | PC | 0 | PC |  | 0 | 27 | 0 | PC | F |  | 0 | PC | 2019-12-05 |  | Z2 |  | 8542.39.39 |  |  |  | 1 | 1 | PC |  |  | PC |  | 1000 |  | 1 | C
FBRLAL60000252 | 700-MAX11619EEE+ | IC ADC 10BIT SRL 300KSPS 16QSOP | 275A | BC1 |  | ZBC1 |  | ZROH | 2100 | W002 | PD | MG3100 | P01 | WB | 0 | PC | 0 | PC |  | 0 | 27 | 0 | PC | F |  | 0 | PC | 2019-12-05 |  | Z2 |  | 8542.39.39 |  |  |  | 1 | 1 | EA |  |  | PC |  | 1000 |  | 1 | C
FBRLAL60000252 | 700-MAX11619EEE+ | IC ADC 10BIT SRL 300KSPS 16QSOP | 275A | BC1 |  | ZBC1 |  | ZROH | 2100 | W002 | PD | MG3100 | P01 | WB | 0 | PC | 0 | PC |  | 0 | 27 | 0 | PC | F |  | 0 | PC | 2019-12-05 |  | Z2 |  | 8542.39.39 |  |  |  | 1 | 1 | PC |  |  | PC |  | 1000 |  | 1 | C
FBRLAL60000226 | 450-1133-ND | Tactile Switch SPST-NO Top Actuated Surf | 275A | BC1 |  | ZBC1 |  | ZROH | 2100 | W002 | PD | MG3100 | P01 | WB | 0 | PC | 0 | PC |  | 0 | 27 | 0 | PC | F |  | 0 | PC | 2019-12-05 |  | Z2 |  | 8536.50.90.006 |  |  |  | 1 | 1 | EA |  |  | PC |  | 1000 |  | 1 | C
FBRLAL60000226 | 450-1133-ND | Tactile Switch SPST-NO Top Actuated Surf | 275A | BC1 |  | ZBC1 |  | ZROH | 2100 | W002 | PD | MG3100 | P01 | WB | 0 | PC | 0 | PC |  | 0 | 27 | 0 | PC | F |  | 0 | PC | 2019-12-05 |  | Z2 |  | 8536.50.90.006 |  |  |  | 1 | 1 | PC |  |  | PC |  | 1000 |  | 1 | C
FBRLAL60000227 | 506-1-1977223-9 | Tactile Switch SPST-NO Top Actuated Surf | 275A | BC1 |  | ZBC1 |  | ZROH | 2100 | W002 | PD | MG3100 | P01 | WB | 0 | PC | 0 | PC |  | 0 | 27 | 0 | PC | F |  | 0 | PC | 2019-12-05 |  | Z2 |  | 8536.50.90.006 |  |  |  | 1 | 1 | EA |  |  | PC |  | 1000 |  | 1 | C
FBRLAL60000227 | 506-1-1977223-9 | Tactile Switch SPST-NO Top Actuated Surf | 275A | BC1 |  | ZBC1 |  | ZROH | 2100 | W002 | PD | MG3100 | P01 | WB | 0 | PC | 0 | PC |  | 0 | 27 | 0 | PC | F |  | 0 | PC | 2019-12-05 |  | Z2 |  | 8536.50.90.006 |  |  |  | 1 | 1 | PC |  |  | PC |  | 1000 |  | 1 | C
FBRLAL60000228 | 14H0933 | Tactile Switch SPST-NO Top Actuated Surf | 275A | BC1 |  | ZBC1 |  | ZROH | 2100 | W002 | PD | MG3100 | P01 | WB | 0 | PC | 0 | PC |  | 0 | 27 | 0 | PC | F |  | 0 | PC | 2019-12-05 |  | Z2 |  | 8536.50.90.006 |  |  |  | 1 | 1 | EA |  |  | PC |  | 1000 |  | 1 | C
FBRLAL60000228 | 14H0933 | Tactile Switch SPST-NO Top Actuated Surf | 275A | BC1 |  | ZBC1 |  | ZROH | 2100 | W002 | PD | MG3100 | P01 | WB | 0 | PC | 0 | PC |  | 0 | 27 | 0 | PC | F |  | 0 | PC | 2019-12-05 |  | Z2 |  | 8536.50.90.006 |  |  |  | 1 | 1 | PC |  |  | PC |  | 1000 |  | 1 | C
FBRLAL60000229 | MAX485EESA+T | IC TXRX RS485/RS422 8-SOIC | 275A | BC1 |  | ZBC1 |  | ZROH | 2100 | W002 | PD | MG3100 | P01 | WB | 0 | PC | 0 | PC |  | 0 | 27 | 0 | PC | F |  | 0 | PC | 2019-12-05 |  | Z2 |  | 8542.39.39 |  |  |  | 1 | 1 | EA |  |  | PC | 14215.02 | 1000 |  | 1 | A
FBRLAL60000229 | MAX485EESA+T | IC TXRX RS485/RS422 8-SOIC | 275A | BC1 |  | ZBC1 |  | ZROH | 2100 | W002 | PD | MG3100 | P01 | WB | 0 | PC | 0 | PC |  | 0 | 27 | 0 | PC | F |  | 0 | PC | 2019-12-05 |  | Z2 |  | 8542.39.39 |  |  |  | 1 | 1 | PC |  |  | PC | 14215.02 | 1000 |  | 1 | A
FBRLAL60000230 | MAX485EESA+TCT-ND | IC TXRX RS485/RS422 8-SOIC | 275A | BC1 |  | ZBC1 |  | ZROH | 2100 | W002 | PD | MG3100 | P01 | WB | 0 | PC | 0 | PC |  | 0 | 27 | 0 | PC | F |  | 0 | PC | 2019-12-05 |  | Z2 |  | 8542.39.39 |  |  |  | 1 | 1 | EA |  |  | PC |  | 1000 |  | 1 | C
FBRLAL60000230 | MAX485EESA+TCT-ND | IC TXRX RS485/RS422 8-SOIC | 275A | BC1 |  | ZBC1 |  | ZROH | 2100 | W002 | PD | MG3100 | P01 | WB | 0 | PC | 0 | PC |  | 0 | 27 | 0 | PC | F |  | 0 | PC | 2019-12-05 |  | Z2 |  | 8542.39.39 |  |  |  | 1 | 1 | PC |  |  | PC |  | 1000 |  | 1 | C
FBRLAL60000231 | 700-MAX485EESAT | IC TXRX RS485/RS422 8-SOIC | 275A | BC1 |  | ZBC1 |  | ZROH | 2100 | W002 | PD | MG3100 | P01 | WB | 0 | PC | 0 | PC |  | 0 | 27 | 0 | PC | F |  | 0 | PC | 2019-12-05 |  | Z2 |  | 8542.39.39 |  |  |  | 1 | 1 | EA |  |  | PC |  | 1000 |  | 1 | C
FBRLAL60000231 | 700-MAX485EESAT | IC TXRX RS485/RS422 8-SOIC | 275A | BC1 |  | ZBC1 |  | ZROH | 2100 | W002 | PD | MG3100 | P01 | WB | 0 | PC | 0 | PC |  | 0 | 27 | 0 | PC | F |  | 0 | PC | 2019-12-05 |  | Z2 |  | 8542.39.39 |  |  |  | 1 | 1 | PC |  |  | PC |  | 1000 |  | 1 | C
FBRLAL60000232 | 73Y4552 | IC TXRX RS485/RS422 8-SOIC | 275A | BC1 |  | ZBC1 |  | ZROH | 2100 | W002 | PD | MG3100 | P01 | WB | 0 | PC | 0 | PC |  | 0 | 27 | 0 | PC | F |  | 0 | PC | 2019-12-05 |  | Z2 |  | 8542.39.39 |  |  |  | 1 | 1 | EA |  |  | PC |  | 1000 |  | 1 | C
FBRLAL60000232 | 73Y4552 | IC TXRX RS485/RS422 8-SOIC | 275A | BC1 |  | ZBC1 |  | ZROH | 2100 | W002 | PD | MG3100 | P01 | WB | 0 | PC | 0 | PC |  | 0 | 27 | 0 | PC | F |  | 0 | PC | 2019-12-05 |  | Z2 |  | 8542.39.39 |  |  |  | 1 | 1 | PC |  |  | PC |  | 1000 |  | 1 | C
FBRLAL60000233 | RT2862AGSP | Buck Switching Regulator IC Positive Adj | 275A | BC1 |  | ZBC1 |  | ZROH | 2100 | W002 | PD | MG3100 | P01 | WB | 0 | PC | 0 | PC |  | 0 | 27 | 0 | PC | F |  | 0 | PC | 2019-12-05 |  | Z2 |  | 8542.39.39 |  |  |  | 1 | 1 | EA |  |  | PC | 5233.66 | 1000 |  | 1 | A
FBRLAL60000233 | RT2862AGSP | Buck Switching Regulator IC Positive Adj | 275A | BC1 |  | ZBC1 |  | ZROH | 2100 | W002 | PD | MG3100 | P01 | WB | 0 | PC | 0 | PC |  | 0 | 27 | 0 | PC | F |  | 0 | PC | 2019-12-05 |  | Z2 |  | 8542.39.39 |  |  |  | 1 | 1 | PC |  |  | PC | 5233.66 | 1000 |  | 1 | A
FBRLAL60000225 | FSM6JSMA | Tactile Switch SPST-NO Top Actuated Surf | 275A | BC1 |  | ZBC1 |  | ZROH | 2100 | W002 | PD | MG3100 | P01 | WB | 0 | PC | 0 | PC |  | 0 | 27 | 0 | PC | F |  | 0 | PC | 2019-12-05 |  | Z2 |  | 8536.50.90.006 |  |  |  | 1 | 1 | EA |  |  | PC | 2004.89 | 1000 |  | 1 | C
FBRLAL60000225 | FSM6JSMA | Tactile Switch SPST-NO Top Actuated Surf | 275A | BC1 |  | ZBC1 |  | ZROH | 2100 | W002 | PD | MG3100 | P01 | WB | 0 | PC | 0 | PC |  | 0 | 27 | 0 | PC | F |  | 0 | PC | 2019-12-05 |  | Z2 |  | 8536.50.90.006 |  |  |  | 1 | 1 | PC |  |  | PC | 2004.89 | 1000 |  | 1 | C
FBRLAL60000217 | RC0603JR-070RL | RES SMD 0.0OHM JUMPER 1/10W 0603 | 275A | BC1 |  | ZBC1 |  | ZROH | 2100 | W002 | PD | MG6100 | P01 | WB | 0 | PC | 0 | PC |  | 0 | 27 | 0 | PC | F |  | 0 | PC | 2019-12-05 |  | Z2 |  | 8533.21.20 |  |  |  | 1 | 1 | EA |  |  | PC | 113.97 | 1000 |  | 1 | D
FBRLAL60000217 | RC0603JR-070RL | RES SMD 0.0OHM JUMPER 1/10W 0603 | 275A | BC1 |  | ZBC1 |  | ZROH | 2100 | W002 | PD | MG6100 | P01 | WB | 0 | PC | 0 | PC |  | 0 | 27 | 0 | PC | F |  | 0 | PC | 2019-12-05 |  | Z2 |  | 8533.21.20 |  |  |  | 1 | 1 | PC |  |  | PC | 113.97 | 1000 |  | 1 | D
FBRLAL60000218 | 311-0.0GRCT-ND | RES SMD 0.0OHM JUMPER 1/10W 0603 | 275A | BC1 |  | ZBC1 |  | ZROH | 2100 | W002 | PD | MG6100 | P01 | WB | 0 | PC | 0 | PC |  | 0 | 27 | 0 | PC | F |  | 0 | PC | 2019-12-05 |  | Z2 |  | 8533.21.20 |  |  |  | 1 | 1 | EA |  |  | PC |  | 1000 |  | 1 | C
FBRLAL60000218 | 311-0.0GRCT-ND | RES SMD 0.0OHM JUMPER 1/10W 0603 | 275A | BC1 |  | ZBC1 |  | ZROH | 2100 | W002 | PD | MG6100 | P01 | WB | 0 | PC | 0 | PC |  | 0 | 27 | 0 | PC | F |  | 0 | PC | 2019-12-05 |  | Z2 |  | 8533.21.20 |  |  |  | 1 | 1 | PC |  |  | PC |  | 1000 |  | 1 | C
FBRLAL60000219 | 603-RC0603JR-070RL | RES SMD 0.0OHM JUMPER 1/10W 0603 | 275A | BC1 |  | ZBC1 |  | ZROH | 2100 | W002 | PD | MG6100 | P01 | WB | 0 | PC | 0 | PC |  | 0 | 27 | 0 | PC | F |  | 0 | PC | 2019-12-05 |  | Z2 |  | 8533.21.20 |  |  |  | 1 | 1 | EA |  |  | PC |  | 1000 |  | 1 | C
FBRLAL60000219 | 603-RC0603JR-070RL | RES SMD 0.0OHM JUMPER 1/10W 0603 | 275A | BC1 |  | ZBC1 |  | ZROH | 2100 | W002 | PD | MG6100 | P01 | WB | 0 | PC | 0 | PC |  | 0 | 27 | 0 | PC | F |  | 0 | PC | 2019-12-05 |  | Z2 |  | 8533.21.20 |  |  |  | 1 | 1 | PC |  |  | PC |  | 1000 |  | 1 | C
FBRLAL60000220 | 74K0306 | RES SMD 0.0OHM JUMPER 1/10W 0603 | 275A | BC1 |  | ZBC1 |  | ZROH | 2100 | W002 | PD | MG6100 | P01 | WB | 0 | PC | 0 | PC |  | 0 | 27 | 0 | PC | F |  | 0 | PC | 2019-12-05 |  | Z2 |  | 8533.21.20 |  |  |  | 1 | 1 | EA |  |  | PC |  | 1000 |  | 1 | C
FBRLAL60000220 | 74K0306 | RES SMD 0.0OHM JUMPER 1/10W 0603 | 275A | BC1 |  | ZBC1 |  | ZROH | 2100 | W002 | PD | MG6100 | P01 | WB | 0 | PC | 0 | PC |  | 0 | 27 | 0 | PC | F |  | 0 | PC | 2019-12-05 |  | Z2 |  | 8533.21.20 |  |  |  | 1 | 1 | PC |  |  | PC |  | 1000 |  | 1 | C
FBRLAL60000221 | ERJ-3GEYJ105V | RES SMD 1M OHM 5% 1/10W 0603 | 275A | BC1 |  | ZBC1 |  | ZROH | 2100 | W002 | PD | MG6100 | P01 | WB | 0 | PC | 0 | PC |  | 0 | 27 | 0 | PC | F |  | 0 | PC | 2019-12-05 |  | Z2 |  | 8533.21.20 |  |  |  | 1 | 1 | EA |  |  | PC | 114.08 | 1000 |  | 1 | D
FBRLAL60000221 | ERJ-3GEYJ105V | RES SMD 1M OHM 5% 1/10W 0603 | 275A | BC1 |  | ZBC1 |  | ZROH | 2100 | W002 | PD | MG6100 | P01 | WB | 0 | PC | 0 | PC |  | 0 | 27 | 0 | PC | F |  | 0 | PC | 2019-12-05 |  | Z2 |  | 8533.21.20 |  |  |  | 1 | 1 | PC |  |  | PC | 114.08 | 1000 |  | 1 | D
FBRLAL60000222 | P1.0MGCT-ND | RES SMD 1M OHM 5% 1/10W 0603 | 275A | BC1 |  | ZBC1 |  | ZROH | 2100 | W002 | PD | MG6100 | P01 | WB | 0 | PC | 0 | PC |  | 0 | 27 | 0 | PC | F |  | 0 | PC | 2019-12-05 |  | Z2 |  | 8533.21.20 |  |  |  | 1 | 1 | EA |  |  | PC |  | 1000 |  | 1 | C
FBRLAL60000222 | P1.0MGCT-ND | RES SMD 1M OHM 5% 1/10W 0603 | 275A | BC1 |  | ZBC1 |  | ZROH | 2100 | W002 | PD | MG6100 | P01 | WB | 0 | PC | 0 | PC |  | 0 | 27 | 0 | PC | F |  | 0 | PC | 2019-12-05 |  | Z2 |  | 8533.21.20 |  |  |  | 1 | 1 | PC |  |  | PC |  | 1000 |  | 1 | C
FBRLAL60000223 | 667-ERJ-3GEYJ105V | RES SMD 1M OHM 5% 1/10W 0603 | 275A | BC1 |  | ZBC1 |  | ZROH | 2100 | W002 | PD | MG6100 | P01 | WB | 0 | PC | 0 | PC |  | 0 | 27 | 0 | PC | F |  | 0 | PC | 2019-12-05 |  | Z2 |  | 8533.21.20 |  |  |  | 1 | 1 | EA |  |  | PC |  | 1000 |  | 1 | C
FBRLAL60000223 | 667-ERJ-3GEYJ105V | RES SMD 1M OHM 5% 1/10W 0603 | 275A | BC1 |  | ZBC1 |  | ZROH | 2100 | W002 | PD | MG6100 | P01 | WB | 0 | PC | 0 | PC |  | 0 | 27 | 0 | PC | F |  | 0 | PC | 2019-12-05 |  | Z2 |  | 8533.21.20 |  |  |  | 1 | 1 | PC |  |  | PC |  | 1000 |  | 1 | C
FBRLAL60000224 | 65T8555 | RES SMD 1M OHM 5% 1/10W 0603 | 275A | BC1 |  | ZBC1 |  | ZROH | 2100 | W002 | PD | MG6100 | P01 | WB | 0 | PC | 0 | PC |  | 0 | 27 | 0 | PC | F |  | 0 | PC | 2019-12-05 |  | Z2 |  | 8533.21.20 |  |  |  | 1 | 1 | EA |  |  | PC |  | 1000 |  | 1 | C
FBRLAL60000224 | 65T8555 | RES SMD 1M OHM 5% 1/10W 0603 | 275A | BC1 |  | ZBC1 |  | ZROH | 2100 | W002 | PD | MG6100 | P01 | WB | 0 | PC | 0 | PC |  | 0 | 27 | 0 | PC | F |  | 0 | PC | 2019-12-05 |  | Z2 |  | 8533.21.20 |  |  |  | 1 | 1 | PC |  |  | PC |  | 1000 |  | 1 | C
FBRLAL60000234 | 1028-1372-1-ND | Buck Switching Regulator IC Positive Adj | 275A | BC1 |  | ZBC1 |  | ZROH | 2100 | W002 | PD | MG3100 | P01 | WB | 0 | PC | 0 | PC |  | 0 | 27 | 0 | PC | F |  | 0 | PC | 2019-12-05 |  | Z2 |  | 8542.39.39 |  |  |  | 1 | 1 | EA |  |  | PC |  | 1000 |  | 1 | C
FBRLAL60000234 | 1028-1372-1-ND | Buck Switching Regulator IC Positive Adj | 275A | BC1 |  | ZBC1 |  | ZROH | 2100 | W002 | PD | MG3100 | P01 | WB | 0 | PC | 0 | PC |  | 0 | 27 | 0 | PC | F |  | 0 | PC | 2019-12-05 |  | Z2 |  | 8542.39.39 |  |  |  | 1 | 1 | PC |  |  | PC |  | 1000 |  | 1 | C
FBRLAL60000244 | TS30011-M033QFNRCT-ND | IC REG BUCK 3.3V 1A SYNC 16-VQFN | 275A | BC1 |  | ZBC1 |  | ZROH | 2100 | W002 | PD | MG3100 | P01 | WB | 0 | PC | 0 | PC |  | 0 | 27 | 0 | PC | F |  | 0 | PC | 2019-12-05 |  | Z2 |  | 8542.39.39 |  |  |  | 1 | 1 | EA |  |  | PC |  | 1000 |  | 1 | C
FBRLAL60000244 | TS30011-M033QFNRCT-ND | IC REG BUCK 3.3V 1A SYNC 16-VQFN | 275A | BC1 |  | ZBC1 |  | ZROH | 2100 | W002 | PD | MG3100 | P01 | WB | 0 | PC | 0 | PC |  | 0 | 27 | 0 | PC | F |  | 0 | PC | 2019-12-05 |  | Z2 |  | 8542.39.39 |  |  |  | 1 | 1 | PC |  |  | PC |  | 1000 |  | 1 | C
FBRLAL60000245 | 947-TS30011-M033QFNR | IC REG BUCK 3.3V 1A SYNC 16-VQFN | 275A | BC1 |  | ZBC1 |  | ZROH | 2100 | W002 | PD | MG3100 | P01 | WB | 0 | PC | 0 | PC |  | 0 | 27 | 0 | PC | F |  | 0 | PC | 2019-12-05 |  | Z2 |  | 8542.39.39 |  |  |  | 1 | 1 | EA |  |  | PC |  | 1000 |  | 1 | C
FBRLAL60000245 | 947-TS30011-M033QFNR | IC REG BUCK 3.3V 1A SYNC 16-VQFN | 275A | BC1 |  | ZBC1 |  | ZROH | 2100 | W002 | PD | MG3100 | P01 | WB | 0 | PC | 0 | PC |  | 0 | 27 | 0 | PC | F |  | 0 | PC | 2019-12-05 |  | Z2 |  | 8542.39.39 |  |  |  | 1 | 1 | PC |  |  | PC |  | 1000 |  | 1 | C
FBRLAL60000246 | 94AC7984 | IC REG BUCK 3.3V 1A SYNC 16-VQFN | 275A | BC1 |  | ZBC1 |  | ZROH | 2100 | W002 | PD | MG3100 | P01 | WB | 0 | PC | 0 | PC |  | 0 | 27 | 0 | PC | F |  | 0 | PC | 2019-12-05 |  | Z2 |  | 8542.39.39 |  |  |  | 1 | 1 | EA |  |  | PC |  | 1000 |  | 1 | C
FBRLAL60000246 | 94AC7984 | IC REG BUCK 3.3V 1A SYNC 16-VQFN | 275A | BC1 |  | ZBC1 |  | ZROH | 2100 | W002 | PD | MG3100 | P01 | WB | 0 | PC | 0 | PC |  | 0 | 27 | 0 | PC | F |  | 0 | PC | 2019-12-05 |  | Z2 |  | 8542.39.39 |  |  |  | 1 | 1 | PC |  |  | PC |  | 1000 |  | 1 | C
FBRLAL60000247 | PEM1-S12-S12-S | PEM1 Series 1 W 12 VDC 83 mA Single Outp | 275A | BC1 |  | ZBC1 |  | ZROH | 2100 | W002 | PD | MG3100 | P01 | WB | 0 | PC | 0 | PC |  | 0 | 27 | 0 | PC | F |  | 0 | PC | 2019-12-05 |  | Z2 |  | 8536.90.40 |  |  |  | 1 | 1 | EA |  |  | PC | 32572.95 | 1000 |  | 1 | A
FBRLAL60000247 | PEM1-S12-S12-S | PEM1 Series 1 W 12 VDC 83 mA Single Outp | 275A | BC1 |  | ZBC1 |  | ZROH | 2100 | W002 | PD | MG3100 | P01 | WB | 0 | PC | 0 | PC |  | 0 | 27 | 0 | PC | F |  | 0 | PC | 2019-12-05 |  | Z2 |  | 8536.90.40 |  |  |  | 1 | 1 | PC |  |  | PC | 32572.95 | 1000 |  | 1 | A
FBRLAL60000248 | 102-2762-ND | PEM1 Series 1 W 12 VDC 83 mA Single Outp | 275A | BC1 |  | ZBC1 |  | ZROH | 2100 | W002 | PD | MG3100 | P01 | WB | 0 | PC | 0 | PC |  | 0 | 27 | 0 | PC | F |  | 0 | PC | 2019-12-05 |  | Z2 |  | 8536.90.40 |  |  |  | 1 | 1 | EA |  |  | PC |  | 1000 |  | 1 | C
FBRLAL60000248 | 102-2762-ND | PEM1 Series 1 W 12 VDC 83 mA Single Outp | 275A | BC1 |  | ZBC1 |  | ZROH | 2100 | W002 | PD | MG3100 | P01 | WB | 0 | PC | 0 | PC |  | 0 | 27 | 0 | PC | F |  | 0 | PC | 2019-12-05 |  | Z2 |  | 8536.90.40 |  |  |  | 1 | 1 | PC |  |  | PC |  | 1000 |  | 1 | C
FBRLAL60000249 | 490-PEM1-S12-S12-S | PEM1 Series 1 W 12 VDC 83 mA Single Outp | 275A | BC1 |  | ZBC1 |  | ZROH | 2100 | W002 | PD | MG3100 | P01 | WB | 0 | PC | 0 | PC |  | 0 | 27 | 0 | PC | F |  | 0 | PC | 2019-12-05 |  | Z2 |  | 8536.90.40 |  |  |  | 1 | 1 | EA |  |  | PC |  | 1000 |  | 1 | C
FBRLAL60000249 | 490-PEM1-S12-S12-S | PEM1 Series 1 W 12 VDC 83 mA Single Outp | 275A | BC1 |  | ZBC1 |  | ZROH | 2100 | W002 | PD | MG3100 | P01 | WB | 0 | PC | 0 | PC |  | 0 | 27 | 0 | PC | F |  | 0 | PC | 2019-12-05 |  | Z2 |  | 8536.90.40 |  |  |  | 1 | 1 | PC |  |  | PC |  | 1000 |  | 1 | C
FBRLAL60000250 | MAX11619EEE+ | IC ADC 10BIT SRL 300KSPS 16QSOP | 275A | BC1 |  | ZBC1 |  | ZROH | 2100 | W002 | PD | MG3100 | P01 | WB | 0 | PC | 0 | PC |  | 0 | 27 | 0 | PC | F |  | 0 | PC | 2019-12-05 |  | Z2 |  | 8542.39.39 |  |  |  | 1 | 1 | EA |  |  | PC | 8183.76 | 1000 |  | 1 | A
FBRLAL60000250 | MAX11619EEE+ | IC ADC 10BIT SRL 300KSPS 16QSOP | 275A | BC1 |  | ZBC1 |  | ZROH | 2100 | W002 | PD | MG3100 | P01 | WB | 0 | PC | 0 | PC |  | 0 | 27 | 0 | PC | F |  | 0 | PC | 2019-12-05 |  | Z2 |  | 8542.39.39 |  |  |  | 1 | 1 | PC |  |  | PC | 8183.76 | 1000 |  | 1 | A
FBRLAL60000251 | MAX11619EEE+-ND | IC ADC 10BIT SRL 300KSPS 16QSOP | 275A | BC1 |  | ZBC1 |  | ZROH | 2100 | W002 | PD | MG3100 | P01 | WB | 0 | PC | 0 | PC |  | 0 | 27 | 0 | PC | F |  | 0 | PC | 2019-12-05 |  | Z2 |  | 8542.39.39 |  |  |  | 1 | 1 | EA |  |  | PC |  | 1000 |  | 1 | C
FBRLAL60000251 | MAX11619EEE+-ND | IC ADC 10BIT SRL 300KSPS 16QSOP | 275A | BC1 |  | ZBC1 |  | ZROH | 2100 | W002 | PD | MG3100 | P01 | WB | 0 | PC | 0 | PC |  | 0 | 27 | 0 | PC | F |  | 0 | PC | 2019-12-05 |  | Z2 |  | 8542.39.39 |  |  |  | 1 | 1 | PC |  |  | PC |  | 1000 |  | 1 | C
FBRLAL60000243 | TS30011-M033QFNR | IC REG BUCK 3.3V 1A SYNC 16-VQFN | 275A | BC1 |  | ZBC1 |  | ZROH | 2100 | W002 | PD | MG3100 | P01 | WB | 0 | PC | 0 | PC |  | 0 | 27 | 0 | PC | F |  | 0 | PC | 2019-12-05 |  | Z2 |  | 8542.39.39 |  |  |  | 1 | 1 | EA |  |  | PC | 2644.28 | 1000 |  | 1 | A
FBRLAL60000243 | TS30011-M033QFNR | IC REG BUCK 3.3V 1A SYNC 16-VQFN | 275A | BC1 |  | ZBC1 |  | ZROH | 2100 | W002 | PD | MG3100 | P01 | WB | 0 | PC | 0 | PC |  | 0 | 27 | 0 | PC | F |  | 0 | PC | 2019-12-05 |  | Z2 |  | 8542.39.39 |  |  |  | 1 | 1 | PC |  |  | PC | 2644.28 | 1000 |  | 1 | A
FBRLAL60000235 | 94AC7984 | Buck Switching Regulator IC Positive Adj | 275A | BC1 |  | ZBC1 |  | ZROH | 2100 | W002 | PD | MG3100 | P01 | WB | 0 | PC | 0 | PC |  | 0 | 27 | 0 | PC | F |  | 0 | PC | 2019-12-05 |  | Z2 |  | 8542.39.39 |  |  |  | 1 | 1 | EA |  |  | PC |  | 1000 |  | 1 | C
FBRLAL60000235 | 94AC7984 | Buck Switching Regulator IC Positive Adj | 275A | BC1 |  | ZBC1 |  | ZROH | 2100 | W002 | PD | MG3100 | P01 | WB | 0 | PC | 0 | PC |  | 0 | 27 | 0 | PC | F |  | 0 | PC | 2019-12-05 |  | Z2 |  | 8542.39.39 |  |  |  | 1 | 1 | PC |  |  | PC |  | 1000 |  | 1 | C
FBRLAL60000236 | LM1117MPX-3.3/NOPB | IC REG LINEAR 3.3V 800MA SOT223 | 275A | BC1 |  | ZBC1 |  | ZROH | 2100 | W002 | PD | MG3100 | P01 | WB | 0 | PC | 0 | PC |  | 0 | 27 | 0 | PC | F |  | 0 | PC | 2019-12-05 |  | Z2 |  | 8542.39.39 |  |  |  | 1 | 1 | EA |  |  | PC | 2304.07 | 1000 |  | 1 | A
FBRLAL60000236 | LM1117MPX-3.3/NOPB | IC REG LINEAR 3.3V 800MA SOT223 | 275A | BC1 |  | ZBC1 |  | ZROH | 2100 | W002 | PD | MG3100 | P01 | WB | 0 | PC | 0 | PC |  | 0 | 27 | 0 | PC | F |  | 0 | PC | 2019-12-05 |  | Z2 |  | 8542.39.39 |  |  |  | 1 | 1 | PC |  |  | PC | 2304.07 | 1000 |  | 1 | A
FBRLAL60000237 | LM1117MPX-3.3/NOPBCT-ND | IC REG LINEAR 3.3V 800MA SOT223 | 275A | BC1 |  | ZBC1 |  | ZROH | 2100 | W002 | PD | MG3100 | P01 | WB | 0 | PC | 0 | PC |  | 0 | 27 | 0 | PC | F |  | 0 | PC | 2019-12-05 |  | Z2 |  | 8542.39.39 |  |  |  | 1 | 1 | EA |  |  | PC |  | 1000 |  | 1 | C
FBRLAL60000237 | LM1117MPX-3.3/NOPBCT-ND | IC REG LINEAR 3.3V 800MA SOT223 | 275A | BC1 |  | ZBC1 |  | ZROH | 2100 | W002 | PD | MG3100 | P01 | WB | 0 | PC | 0 | PC |  | 0 | 27 | 0 | PC | F |  | 0 | PC | 2019-12-05 |  | Z2 |  | 8542.39.39 |  |  |  | 1 | 1 | PC |  |  | PC |  | 1000 |  | 1 | C
FBRLAL60000238 | 926-LM1117MPX3.3NOPB | IC REG LINEAR 3.3V 800MA SOT223 | 275A | BC1 |  | ZBC1 |  | ZROH | 2100 | W002 | PD | MG3100 | P01 | WB | 0 | PC | 0 | PC |  | 0 | 27 | 0 | PC | F |  | 0 | PC | 2019-12-05 |  | Z2 |  | 8542.39.39 |  |  |  | 1 | 1 | EA |  |  | PC |  | 1000 |  | 1 | C
FBRLAL60000238 | 926-LM1117MPX3.3NOPB | IC REG LINEAR 3.3V 800MA SOT223 | 275A | BC1 |  | ZBC1 |  | ZROH | 2100 | W002 | PD | MG3100 | P01 | WB | 0 | PC | 0 | PC |  | 0 | 27 | 0 | PC | F |  | 0 | PC | 2019-12-05 |  | Z2 |  | 8542.39.39 |  |  |  | 1 | 1 | PC |  |  | PC |  | 1000 |  | 1 | C
FBRLAL60000239 | 41K3476 | IC REG LINEAR 3.3V 800MA SOT223 | 275A | BC1 |  | ZBC1 |  | ZROH | 2100 | W002 | PD | MG3100 | P01 | WB | 0 | PC | 0 | PC |  | 0 | 27 | 0 | PC | F |  | 0 | PC | 2019-12-05 |  | Z2 |  | 8542.39.39 |  |  |  | 1 | 1 | EA |  |  | PC |  | 1000 |  | 1 | C
FBRLAL60000239 | 41K3476 | IC REG LINEAR 3.3V 800MA SOT223 | 275A | BC1 |  | ZBC1 |  | ZROH | 2100 | W002 | PD | MG3100 | P01 | WB | 0 | PC | 0 | PC |  | 0 | 27 | 0 | PC | F |  | 0 | PC | 2019-12-05 |  | Z2 |  | 8542.39.39 |  |  |  | 1 | 1 | PC |  |  | PC |  | 1000 |  | 1 | C
FBRLAL60000240 | AP3513EMPTR-G1 | IC REG BUCK ADJ 3A SYNC 8SOIC | 275A | BC1 |  | ZBC1 |  | ZROH | 2100 | W002 | PD | MG3100 | P01 | WB | 0 | PC | 0 | PC |  | 0 | 27 | 0 | PC | F |  | 0 | PC | 2019-12-05 |  | Z2 |  | 8542.39.39 |  |  |  | 1 | 1 | EA |  |  | PC | 1115.49 | 1000 |  | 1 | B
FBRLAL60000240 | AP3513EMPTR-G1 | IC REG BUCK ADJ 3A SYNC 8SOIC | 275A | BC1 |  | ZBC1 |  | ZROH | 2100 | W002 | PD | MG3100 | P01 | WB | 0 | PC | 0 | PC |  | 0 | 27 | 0 | PC | F |  | 0 | PC | 2019-12-05 |  | Z2 |  | 8542.39.39 |  |  |  | 1 | 1 | PC |  |  | PC | 1115.49 | 1000 |  | 1 | B
FBRLAL60000241 | AP3513EMPTR-G1DICT-ND | IC REG BUCK ADJ 3A SYNC 8SOIC | 275A | BC1 |  | ZBC1 |  | ZROH | 2100 | W002 | PD | MG3100 | P01 | WB | 0 | PC | 0 | PC |  | 0 | 27 | 0 | PC | F |  | 0 | PC | 2019-12-05 |  | Z2 |  | 8542.39.39 |  |  |  | 1 | 1 | EA |  |  | PC |  | 1000 |  | 1 | C
FBRLAL60000241 | AP3513EMPTR-G1DICT-ND | IC REG BUCK ADJ 3A SYNC 8SOIC | 275A | BC1 |  | ZBC1 |  | ZROH | 2100 | W002 | PD | MG3100 | P01 | WB | 0 | PC | 0 | PC |  | 0 | 27 | 0 | PC | F |  | 0 | PC | 2019-12-05 |  | Z2 |  | 8542.39.39 |  |  |  | 1 | 1 | PC |  |  | PC |  | 1000 |  | 1 | C
FBRLAL60000242 | 621-AP3513EMPTR-G1 | IC REG BUCK ADJ 3A SYNC 8SOIC | 275A | BC1 |  | ZBC1 |  | ZROH | 2100 | W002 | PD | MG3100 | P01 | WB | 0 | PC | 0 | PC |  | 0 | 27 | 0 | PC | F |  | 0 | PC | 2019-12-05 |  | Z2 |  | 8542.39.39 |  |  |  | 1 | 1 | EA |  |  | PC |  | 1000 |  | 1 | C
FBRLAL60000242 | 621-AP3513EMPTR-G1 | IC REG BUCK ADJ 3A SYNC 8SOIC | 275A | BC1 |  | ZBC1 |  | ZROH | 2100 | W002 | PD | MG3100 | P01 | WB | 0 | PC | 0 | PC |  | 0 | 27 | 0 | PC | F |  | 0 | PC | 2019-12-05 |  | Z2 |  | 8542.39.39 |  |  |  | 1 | 1 | PC |  |  | PC |  | 1000 |  | 1 | C
FBRLAL60000144 | 490-5223-1-ND | FERRITE BEAD 470 OHM 0603 1LN | 275A | BC1 |  | ZBC1 |  | ZROH | 2100 | W002 | PD | MG6300 | P01 | WB | 0 | PC | 0 | PC |  | 0 | 27 | 0 | PC | F |  | 0 | PC | 2019-12-05 |  | Z2 |  | 8504.90.10 |  |  |  | 1 | 1 | EA |  |  | PC |  | 1000 |  | 1 | C
FBRLAL60000144 | 490-5223-1-ND | FERRITE BEAD 470 OHM 0603 1LN | 275A | BC1 |  | ZBC1 |  | ZROH | 2100 | W002 | PD | MG6300 | P01 | WB | 0 | PC | 0 | PC |  | 0 | 27 | 0 | PC | F |  | 0 | PC | 2019-12-05 |  | Z2 |  | 8504.90.10 |  |  |  | 1 | 1 | PC |  |  | PC |  | 1000 |  | 1 | C
FBRLAL60000046 | 40Y4163 | 4.7µF 50V Aluminum Electrolytic Capacito | 275A | BC1 |  | ZBC1 |  | ZROH | 2100 | W002 | PD | MG6200 | P01 | WB | 0 | PC | 0 | PC |  | 0 | 27 | 0 | PC | F |  | 0 | PC | 2019-12-05 |  | Z2 |  | 8532.22.00 |  |  |  | 1 | 1 | EA |  |  | PC |  | 1000 |  | 1 | C
FBRLAL60000046 | 40Y4163 | 4.7µF 50V Aluminum Electrolytic Capacito | 275A | BC1 |  | ZBC1 |  | ZROH | 2100 | W002 | PD | MG6200 | P01 | WB | 0 | PC | 0 | PC |  | 0 | 27 | 0 | PC | F |  | 0 | PC | 2019-12-05 |  | Z2 |  | 8532.22.00 |  |  |  | 1 | 1 | PC |  |  | PC |  | 1000 |  | 1 | C
FBRLAL60000047 | CC0805KKX7R7BB225 | 2.2µF ±10% 16V X7R Ceramic Capacitor -55 | 275A | BC1 |  | ZBC1 |  | ZROH | 2100 | W002 | PD | MG6200 | P01 | WB | 0 | PC | 0 | PC |  | 0 | 27 | 0 | PC | F |  | 0 | PC | 2019-12-05 |  | Z2 |  | 8532.24.10 |  |  |  | 1 | 1 | EA |  |  | PC | 434.51 | 1000 |  | 1 | C
FBRLAL60000047 | CC0805KKX7R7BB225 | 2.2µF ±10% 16V X7R Ceramic Capacitor -55 | 275A | BC1 |  | ZBC1 |  | ZROH | 2100 | W002 | PD | MG6200 | P01 | WB | 0 | PC | 0 | PC |  | 0 | 27 | 0 | PC | F |  | 0 | PC | 2019-12-05 |  | Z2 |  | 8532.24.10 |  |  |  | 1 | 1 | PC |  |  | PC | 434.51 | 1000 |  | 1 | C
FBRLAL60000048 | 311-1881-1-ND | 2.2µF ±10% 16V X7R Ceramic Capacitor -55 | 275A | BC1 |  | ZBC1 |  | ZROH | 2100 | W002 | PD | MG6200 | P01 | WB | 0 | PC | 0 | PC |  | 0 | 27 | 0 | PC | F |  | 0 | PC | 2019-12-05 |  | Z2 |  | 8532.24.10 |  |  |  | 1 | 1 | EA |  |  | PC |  | 1000 |  | 1 | C
FBRLAL60000048 | 311-1881-1-ND | 2.2µF ±10% 16V X7R Ceramic Capacitor -55 | 275A | BC1 |  | ZBC1 |  | ZROH | 2100 | W002 | PD | MG6200 | P01 | WB | 0 | PC | 0 | PC |  | 0 | 27 | 0 | PC | F |  | 0 | PC | 2019-12-05 |  | Z2 |  | 8532.24.10 |  |  |  | 1 | 1 | PC |  |  | PC |  | 1000 |  | 1 | C
FBRLAL60000049 | 603-CC805KKX7R7BB225 | 2.2µF ±10% 16V X7R Ceramic Capacitor -55 | 275A | BC1 |  | ZBC1 |  | ZROH | 2100 | W002 | PD | MG6200 | P01 | WB | 0 | PC | 0 | PC |  | 0 | 27 | 0 | PC | F |  | 0 | PC | 2019-12-05 |  | Z2 |  | 8532.24.10 |  |  |  | 1 | 1 | EA |  |  | PC |  | 1000 |  | 1 | C
FBRLAL60000049 | 603-CC805KKX7R7BB225 | 2.2µF ±10% 16V X7R Ceramic Capacitor -55 | 275A | BC1 |  | ZBC1 |  | ZROH | 2100 | W002 | PD | MG6200 | P01 | WB | 0 | PC | 0 | PC |  | 0 | 27 | 0 | PC | F |  | 0 | PC | 2019-12-05 |  | Z2 |  | 8532.24.10 |  |  |  | 1 | 1 | PC |  |  | PC |  | 1000 |  | 1 | C
FBRLAL60000050 | CGJ3E2X7R1C103K080AA | CAP CER 10000PF 16V 10% X7R 0603 | 275A | BC1 |  | ZBC1 |  | ZROH | 2100 | W002 | PD | MG6200 | P01 | WB | 0 | PC | 0 | PC |  | 0 | 27 | 0 | PC | F |  | 0 | PC | 2019-12-05 |  | Z2 |  | 8532.24.10 |  |  |  | 1 | 1 | EA |  |  | PC | 281.16 | 1000 |  | 1 | C
FBRLAL60000050 | CGJ3E2X7R1C103K080AA | CAP CER 10000PF 16V 10% X7R 0603 | 275A | BC1 |  | ZBC1 |  | ZROH | 2100 | W002 | PD | MG6200 | P01 | WB | 0 | PC | 0 | PC |  | 0 | 27 | 0 | PC | F |  | 0 | PC | 2019-12-05 |  | Z2 |  | 8532.24.10 |  |  |  | 1 | 1 | PC |  |  | PC | 281.16 | 1000 |  | 1 | C
FBRLAL60000051 | 445-8130-1-ND | CAP CER 10000PF 16V 10% X7R 0603 | 275A | BC1 |  | ZBC1 |  | ZROH | 2100 | W002 | PD | MG6200 | P01 | WB | 0 | PC | 0 | PC |  | 0 | 27 | 0 | PC | F |  | 0 | PC | 2019-12-05 |  | Z2 |  | 8532.24.10 |  |  |  | 1 | 1 | EA |  |  | PC |  | 1000 |  | 1 | C
FBRLAL60000051 | 445-8130-1-ND | CAP CER 10000PF 16V 10% X7R 0603 | 275A | BC1 |  | ZBC1 |  | ZROH | 2100 | W002 | PD | MG6200 | P01 | WB | 0 | PC | 0 | PC |  | 0 | 27 | 0 | PC | F |  | 0 | PC | 2019-12-05 |  | Z2 |  | 8532.24.10 |  |  |  | 1 | 1 | PC |  |  | PC |  | 1000 |  | 1 | C
FBRLAL60000052 | 810-CGJ3E2X7R1C103K | CAP CER 10000PF 16V 10% X7R 0603 | 275A | BC1 |  | ZBC1 |  | ZROH | 2100 | W002 | PD | MG6200 | P01 | WB | 0 | PC | 0 | PC |  | 0 | 27 | 0 | PC | F |  | 0 | PC | 2019-12-05 |  | Z2 |  | 8532.24.10 |  |  |  | 1 | 1 | EA |  |  | PC |  | 1000 |  | 1 | C
FBRLAL60000052 | 810-CGJ3E2X7R1C103K | CAP CER 10000PF 16V 10% X7R 0603 | 275A | BC1 |  | ZBC1 |  | ZROH | 2100 | W002 | PD | MG6200 | P01 | WB | 0 | PC | 0 | PC |  | 0 | 27 | 0 | PC | F |  | 0 | PC | 2019-12-05 |  | Z2 |  | 8532.24.10 |  |  |  | 1 | 1 | PC |  |  | PC |  | 1000 |  | 1 | C
FBRLAL60000053 | 68R4768 | CAP CER 10000PF 16V 10% X7R 0603 | 275A | BC1 |  | ZBC1 |  | ZROH | 2100 | W002 | PD | MG6200 | P01 | WB | 0 | PC | 0 | PC |  | 0 | 27 | 0 | PC | F |  | 0 | PC | 2019-12-05 |  | Z2 |  | 8532.24.10 |  |  |  | 1 | 1 | EA |  |  | PC |  | 1000 |  | 1 | C
FBRLAL60000053 | 68R4768 | CAP CER 10000PF 16V 10% X7R 0603 | 275A | BC1 |  | ZBC1 |  | ZROH | 2100 | W002 | PD | MG6200 | P01 | WB | 0 | PC | 0 | PC |  | 0 | 27 | 0 | PC | F |  | 0 | PC | 2019-12-05 |  | Z2 |  | 8532.24.10 |  |  |  | 1 | 1 | PC |  |  | PC |  | 1000 |  | 1 | C
FBRLAL60000045 | 710-865230642008 | 4.7µF 50V Aluminum Electrolytic Capacito | 275A | BC1 |  | ZBC1 |  | ZROH | 2100 | W002 | PD | MG6200 | P01 | WB | 0 | PC | 0 | PC |  | 0 | 27 | 0 | PC | F |  | 0 | PC | 2019-12-05 |  | Z2 |  | 8532.22.00 |  |  |  | 1 | 1 | EA |  |  | PC |  | 1000 |  | 1 | C
FBRLAL60000045 | 710-865230642008 | 4.7µF 50V Aluminum Electrolytic Capacito | 275A | BC1 |  | ZBC1 |  | ZROH | 2100 | W002 | PD | MG6200 | P01 | WB | 0 | PC | 0 | PC |  | 0 | 27 | 0 | PC | F |  | 0 | PC | 2019-12-05 |  | Z2 |  | 8532.22.00 |  |  |  | 1 | 1 | PC |  |  | PC |  | 1000 |  | 1 | C
FBRLAL60000037 | CL10B332JB8NNNC**MULT1 | CAP CER 3300PF 50V X7R 0603 | 275A | BC1 |  | ZBC1 |  | ZROH | 2100 | W002 | PD | MG6200 | P01 | WB | 0 | PC | 0 | PC |  | 0 | 27 | 0 | PC | F |  | 0 | PC | 2019-12-05 |  | Z2 |  | 8532.24.10 |  |  |  | 1 | 1 | EA |  |  | PC |  | 1000 |  | 1 | C
FBRLAL60000037 | CL10B332JB8NNNC**MULT1 | CAP CER 3300PF 50V X7R 0603 | 275A | BC1 |  | ZBC1 |  | ZROH | 2100 | W002 | PD | MG6200 | P01 | WB | 0 | PC | 0 | PC |  | 0 | 27 | 0 | PC | F |  | 0 | PC | 2019-12-05 |  | Z2 |  | 8532.24.10 |  |  |  | 1 | 1 | PC |  |  | PC |  | 1000 |  | 1 | C
FBRLAL60000038 | 6970206 | CAP CER 3300PF 50V X7R 0603 | 275A | BC1 |  | ZBC1 |  | ZROH | 2100 | W002 | PD | MG6200 | P01 | WB | 0 | PC | 0 | PC |  | 0 | 27 | 0 | PC | F |  | 0 | PC | 2019-12-05 |  | Z2 |  | 8532.24.10 |  |  |  | 1 | 1 | EA |  |  | PC |  | 1000 |  | 1 | C
FBRLAL60000038 | 6970206 | CAP CER 3300PF 50V X7R 0603 | 275A | BC1 |  | ZBC1 |  | ZROH | 2100 | W002 | PD | MG6200 | P01 | WB | 0 | PC | 0 | PC |  | 0 | 27 | 0 | PC | F |  | 0 | PC | 2019-12-05 |  | Z2 |  | 8532.24.10 |  |  |  | 1 | 1 | PC |  |  | PC |  | 1000 |  | 1 | C
FBRLAL60000039 | C1608X7R2A223K080AA | 0.022µF ±10% 100V Ceramic Capacitor X7R | 275A | BC1 |  | ZBC1 |  | ZROH | 2100 | W002 | PD | MG6200 | P01 | WB | 0 | PC | 0 | PC |  | 0 | 27 | 0 | PC | F |  | 0 | PC | 2019-12-05 |  | Z2 |  | 8532.24.10 |  |  |  | 1 | 1 | EA |  |  | PC | 176.73 | 1000 |  | 1 | C
FBRLAL60000039 | C1608X7R2A223K080AA | 0.022µF ±10% 100V Ceramic Capacitor X7R | 275A | BC1 |  | ZBC1 |  | ZROH | 2100 | W002 | PD | MG6200 | P01 | WB | 0 | PC | 0 | PC |  | 0 | 27 | 0 | PC | F |  | 0 | PC | 2019-12-05 |  | Z2 |  | 8532.24.10 |  |  |  | 1 | 1 | PC |  |  | PC | 176.73 | 1000 |  | 1 | C
FBRLAL60000040 | 445-2275-1-ND | 0.022µF ±10% 100V Ceramic Capacitor X7R | 275A | BC1 |  | ZBC1 |  | ZROH | 2100 | W002 | PD | MG6200 | P01 | WB | 0 | PC | 0 | PC |  | 0 | 27 | 0 | PC | F |  | 0 | PC | 2019-12-05 |  | Z2 |  | 8532.24.10 |  |  |  | 1 | 1 | EA |  |  | PC |  | 1000 |  | 1 | C
FBRLAL60000040 | 445-2275-1-ND | 0.022µF ±10% 100V Ceramic Capacitor X7R | 275A | BC1 |  | ZBC1 |  | ZROH | 2100 | W002 | PD | MG6200 | P01 | WB | 0 | PC | 0 | PC |  | 0 | 27 | 0 | PC | F |  | 0 | PC | 2019-12-05 |  | Z2 |  | 8532.24.10 |  |  |  | 1 | 1 | PC |  |  | PC |  | 1000 |  | 1 | C
FBRLAL60000041 | 810-C1608X7R2A223K | 0.022µF ±10% 100V Ceramic Capacitor X7R | 275A | BC1 |  | ZBC1 |  | ZROH | 2100 | W002 | PD | MG6200 | P01 | WB | 0 | PC | 0 | PC |  | 0 | 27 | 0 | PC | F |  | 0 | PC | 2019-12-05 |  | Z2 |  | 8532.24.10 |  |  |  | 1 | 1 | EA |  |  | PC |  | 1000 |  | 1 | C
FBRLAL60000041 | 810-C1608X7R2A223K | 0.022µF ±10% 100V Ceramic Capacitor X7R | 275A | BC1 |  | ZBC1 |  | ZROH | 2100 | W002 | PD | MG6200 | P01 | WB | 0 | PC | 0 | PC |  | 0 | 27 | 0 | PC | F |  | 0 | PC | 2019-12-05 |  | Z2 |  | 8532.24.10 |  |  |  | 1 | 1 | PC |  |  | PC |  | 1000 |  | 1 | C
FBRLAL60000042 | 90R8321 | 0.022µF ±10% 100V Ceramic Capacitor X7R | 275A | BC1 |  | ZBC1 |  | ZROH | 2100 | W002 | PD | MG6200 | P01 | WB | 0 | PC | 0 | PC |  | 0 | 27 | 0 | PC | F |  | 0 | PC | 2019-12-05 |  | Z2 |  | 8532.24.10 |  |  |  | 1 | 1 | EA |  |  | PC |  | 1000 |  | 1 | C
FBRLAL60000042 | 90R8321 | 0.022µF ±10% 100V Ceramic Capacitor X7R | 275A | BC1 |  | ZBC1 |  | ZROH | 2100 | W002 | PD | MG6200 | P01 | WB | 0 | PC | 0 | PC |  | 0 | 27 | 0 | PC | F |  | 0 | PC | 2019-12-05 |  | Z2 |  | 8532.24.10 |  |  |  | 1 | 1 | PC |  |  | PC |  | 1000 |  | 1 | C
FBRLAL60000043 | 8.65231E+11 | 4.7µF 50V Aluminum Electrolytic Capacito | 275A | BC1 |  | ZBC1 |  | ZROH | 2100 | W002 | PD | MG6200 | P01 | WB | 0 | PC | 0 | PC |  | 0 | 27 | 0 | PC | F |  | 0 | PC | 2019-12-05 |  | Z2 |  | 8532.22.00 |  |  |  | 1 | 1 | EA |  |  | PC | 838.49 | 1000 |  | 1 | D
FBRLAL60000043 | 8.65231E+11 | 4.7µF 50V Aluminum Electrolytic Capacito | 275A | BC1 |  | ZBC1 |  | ZROH | 2100 | W002 | PD | MG6200 | P01 | WB | 0 | PC | 0 | PC |  | 0 | 27 | 0 | PC | F |  | 0 | PC | 2019-12-05 |  | Z2 |  | 8532.22.00 |  |  |  | 1 | 1 | PC |  |  | PC | 838.49 | 1000 |  | 1 | D
FBRLAL60000044 | 732-8273-1-ND | 4.7µF 50V Aluminum Electrolytic Capacito | 275A | BC1 |  | ZBC1 |  | ZROH | 2100 | W002 | PD | MG6200 | P01 | WB | 0 | PC | 0 | PC |  | 0 | 27 | 0 | PC | F |  | 0 | PC | 2019-12-05 |  | Z2 |  | 8532.22.00 |  |  |  | 1 | 1 | EA |  |  | PC |  | 1000 |  | 1 | C
FBRLAL60000044 | 732-8273-1-ND | 4.7µF 50V Aluminum Electrolytic Capacito | 275A | BC1 |  | ZBC1 |  | ZROH | 2100 | W002 | PD | MG6200 | P01 | WB | 0 | PC | 0 | PC |  | 0 | 27 | 0 | PC | F |  | 0 | PC | 2019-12-05 |  | Z2 |  | 8532.22.00 |  |  |  | 1 | 1 | PC |  |  | PC |  | 1000 |  | 1 | C
FBRLAL60000054 | GRM188R61C106MA73D | CAP CER 10UF 16V 20% X5R 0603 | 275A | BC1 |  | ZBC1 |  | ZROH | 2100 | W002 | PD | MG6200 | P01 | WB | 0 | PC | 0 | PC |  | 0 | 27 | 0 | PC | F |  | 0 | PC | 2019-12-05 |  | Z2 |  | 8532.24.10 |  |  |  | 1 | 1 | EA |  |  | PC | 510.21 | 1000 |  | 1 | B
FBRLAL60000054 | GRM188R61C106MA73D | CAP CER 10UF 16V 20% X5R 0603 | 275A | BC1 |  | ZBC1 |  | ZROH | 2100 | W002 | PD | MG6200 | P01 | WB | 0 | PC | 0 | PC |  | 0 | 27 | 0 | PC | F |  | 0 | PC | 2019-12-05 |  | Z2 |  | 8532.24.10 |  |  |  | 1 | 1 | PC |  |  | PC | 510.21 | 1000 |  | 1 | B
FBRLAL60000064 | 31Y1762 | CAP CER 10UF 10V X5R 0603 | 275A | BC1 |  | ZBC1 |  | ZROH | 2100 | W002 | PD | MG6200 | P01 | WB | 0 | PC | 0 | PC |  | 0 | 27 | 0 | PC | F |  | 0 | PC | 2019-12-05 |  | Z2 |  | 8532.24.10 |  |  |  | 1 | 1 | EA |  |  | PC |  | 1000 |  | 1 | C
FBRLAL60000064 | 31Y1762 | CAP CER 10UF 10V X5R 0603 | 275A | BC1 |  | ZBC1 |  | ZROH | 2100 | W002 | PD | MG6200 | P01 | WB | 0 | PC | 0 | PC |  | 0 | 27 | 0 | PC | F |  | 0 | PC | 2019-12-05 |  | Z2 |  | 8532.24.10 |  |  |  | 1 | 1 | PC |  |  | PC |  | 1000 |  | 1 | C
FBRLAL60000065 | C0603C472K4RACTU | CAP CER 4700PF 16V 10% X7R 0603 | 275A | BC1 |  | ZBC1 |  | ZROH | 2100 | W002 | PD | MG6200 | P01 | WB | 0 | PC | 0 | PC |  | 0 | 27 | 0 | PC | F |  | 0 | PC | 2019-12-05 |  | Z2 |  | 8532.24.10 |  |  |  | 1 | 1 | EA |  |  | PC | 191.5 | 1000 |  | 1 | C
FBRLAL60000065 | C0603C472K4RACTU | CAP CER 4700PF 16V 10% X7R 0603 | 275A | BC1 |  | ZBC1 |  | ZROH | 2100 | W002 | PD | MG6200 | P01 | WB | 0 | PC | 0 | PC |  | 0 | 27 | 0 | PC | F |  | 0 | PC | 2019-12-05 |  | Z2 |  | 8532.24.10 |  |  |  | 1 | 1 | PC |  |  | PC | 191.5 | 1000 |  | 1 | C
FBRLAL60000066 | 399-9091-1-ND | CAP CER 4700PF 16V 10% X7R 0603 | 275A | BC1 |  | ZBC1 |  | ZROH | 2100 | W002 | PD | MG6200 | P01 | WB | 0 | PC | 0 | PC |  | 0 | 27 | 0 | PC | F |  | 0 | PC | 2019-12-05 |  | Z2 |  | 8532.24.10 |  |  |  | 1 | 1 | EA |  |  | PC |  | 1000 |  | 1 | C
FBRLAL60000066 | 399-9091-1-ND | CAP CER 4700PF 16V 10% X7R 0603 | 275A | BC1 |  | ZBC1 |  | ZROH | 2100 | W002 | PD | MG6200 | P01 | WB | 0 | PC | 0 | PC |  | 0 | 27 | 0 | PC | F |  | 0 | PC | 2019-12-05 |  | Z2 |  | 8532.24.10 |  |  |  | 1 | 1 | PC |  |  | PC |  | 1000 |  | 1 | C
FBRLAL60000067 | 80-C0603C472K4R | CAP CER 4700PF 16V 10% X7R 0603 | 275A | BC1 |  | ZBC1 |  | ZROH | 2100 | W002 | PD | MG6200 | P01 | WB | 0 | PC | 0 | PC |  | 0 | 27 | 0 | PC | F |  | 0 | PC | 2019-12-05 |  | Z2 |  | 8532.24.10 |  |  |  | 1 | 1 | EA |  |  | PC |  | 1000 |  | 1 | C
FBRLAL60000067 | 80-C0603C472K4R | CAP CER 4700PF 16V 10% X7R 0603 | 275A | BC1 |  | ZBC1 |  | ZROH | 2100 | W002 | PD | MG6200 | P01 | WB | 0 | PC | 0 | PC |  | 0 | 27 | 0 | PC | F |  | 0 | PC | 2019-12-05 |  | Z2 |  | 8532.24.10 |  |  |  | 1 | 1 | PC |  |  | PC |  | 1000 |  | 1 | C
FBRLAL60000068 | 96Y7058 | CAP CER 4700PF 16V 10% X7R 0603 | 275A | BC1 |  | ZBC1 |  | ZROH | 2100 | W002 | PD | MG6200 | P01 | WB | 0 | PC | 0 | PC |  | 0 | 27 | 0 | PC | F |  | 0 | PC | 2019-12-05 |  | Z2 |  | 8532.24.10 |  |  |  | 1 | 1 | EA |  |  | PC |  | 1000 |  | 1 | C
FBRLAL60000068 | 96Y7058 | CAP CER 4700PF 16V 10% X7R 0603 | 275A | BC1 |  | ZBC1 |  | ZROH | 2100 | W002 | PD | MG6200 | P01 | WB | 0 | PC | 0 | PC |  | 0 | 27 | 0 | PC | F |  | 0 | PC | 2019-12-05 |  | Z2 |  | 8532.24.10 |  |  |  | 1 | 1 | PC |  |  | PC |  | 1000 |  | 1 | C
FBRLAL60000069 | GRM188R6YA475KE15D | 4.7µF 6.3V Ceramic Capacitor X5R 0603 (1 | 275A | BC1 |  | ZBC1 |  | ZROH | 2100 | W002 | PD | MG6200 | P01 | WB | 0 | PC | 0 | PC |  | 0 | 27 | 0 | PC | F |  | 0 | PC | 2019-12-05 |  | Z2 |  | 8532.24.10 |  |  |  | 1 | 1 | EA |  |  | PC | 581.79 | 1000 |  | 1 | A
FBRLAL60000069 | GRM188R6YA475KE15D | 4.7µF 6.3V Ceramic Capacitor X5R 0603 (1 | 275A | BC1 |  | ZBC1 |  | ZROH | 2100 | W002 | PD | MG6200 | P01 | WB | 0 | PC | 0 | PC |  | 0 | 27 | 0 | PC | F |  | 0 | PC | 2019-12-05 |  | Z2 |  | 8532.24.10 |  |  |  | 1 | 1 | PC |  |  | PC | 581.79 | 1000 |  | 1 | A
FBRLAL60000070 | 490-7205-1-ND | 4.7µF 6.3V Ceramic Capacitor X5R 0603 (1 | 275A | BC1 |  | ZBC1 |  | ZROH | 2100 | W002 | PD | MG6200 | P01 | WB | 0 | PC | 0 | PC |  | 0 | 27 | 0 | PC | F |  | 0 | PC | 2019-12-05 |  | Z2 |  | 8532.24.10 |  |  |  | 1 | 1 | EA |  |  | PC |  | 1000 |  | 1 | C
FBRLAL60000070 | 490-7205-1-ND | 4.7µF 6.3V Ceramic Capacitor X5R 0603 (1 | 275A | BC1 |  | ZBC1 |  | ZROH | 2100 | W002 | PD | MG6200 | P01 | WB | 0 | PC | 0 | PC |  | 0 | 27 | 0 | PC | F |  | 0 | PC | 2019-12-05 |  | Z2 |  | 8532.24.10 |  |  |  | 1 | 1 | PC |  |  | PC |  | 1000 |  | 1 | C
FBRLAL60000071 | 81-GRM188R6YA475KE5D | 4.7µF 6.3V Ceramic Capacitor X5R 0603 (1 | 275A | BC1 |  | ZBC1 |  | ZROH | 2100 | W002 | PD | MG6200 | P01 | WB | 0 | PC | 0 | PC |  | 0 | 27 | 0 | PC | F |  | 0 | PC | 2019-12-05 |  | Z2 |  | 8532.24.10 |  |  |  | 1 | 1 | EA |  |  | PC |  | 1000 |  | 1 | C
FBRLAL60000071 | 81-GRM188R6YA475KE5D | 4.7µF 6.3V Ceramic Capacitor X5R 0603 (1 | 275A | BC1 |  | ZBC1 |  | ZROH | 2100 | W002 | PD | MG6200 | P01 | WB | 0 | PC | 0 | PC |  | 0 | 27 | 0 | PC | F |  | 0 | PC | 2019-12-05 |  | Z2 |  | 8532.24.10 |  |  |  | 1 | 1 | PC |  |  | PC |  | 1000 |  | 1 | C
FBRLAL60000063 | 81-GRM188R61A106ME9D | CAP CER 10UF 10V X5R 0603 | 275A | BC1 |  | ZBC1 |  | ZROH | 2100 | W002 | PD | MG6200 | P01 | WB | 0 | PC | 0 | PC |  | 0 | 27 | 0 | PC | F |  | 0 | PC | 2019-12-05 |  | Z2 |  | 8532.24.10 |  |  |  | 1 | 1 | EA |  |  | PC |  | 1000 |  | 1 | C
FBRLAL60000063 | 81-GRM188R61A106ME9D | CAP CER 10UF 10V X5R 0603 | 275A | BC1 |  | ZBC1 |  | ZROH | 2100 | W002 | PD | MG6200 | P01 | WB | 0 | PC | 0 | PC |  | 0 | 27 | 0 | PC | F |  | 0 | PC | 2019-12-05 |  | Z2 |  | 8532.24.10 |  |  |  | 1 | 1 | PC |  |  | PC |  | 1000 |  | 1 | C
FBRLAL60000055 | 490-7201-1-ND | CAP CER 10UF 16V 20% X5R 0603 | 275A | BC1 |  | ZBC1 |  | ZROH | 2100 | W002 | PD | MG6200 | P01 | WB | 0 | PC | 0 | PC |  | 0 | 27 | 0 | PC | F |  | 0 | PC | 2019-12-05 |  | Z2 |  | 8532.24.10 |  |  |  | 1 | 1 | EA |  |  | PC |  | 1000 |  | 1 | C
FBRLAL60000055 | 490-7201-1-ND | CAP CER 10UF 16V 20% X5R 0603 | 275A | BC1 |  | ZBC1 |  | ZROH | 2100 | W002 | PD | MG6200 | P01 | WB | 0 | PC | 0 | PC |  | 0 | 27 | 0 | PC | F |  | 0 | PC | 2019-12-05 |  | Z2 |  | 8532.24.10 |  |  |  | 1 | 1 | PC |  |  | PC |  | 1000 |  | 1 | C
FBRLAL60000056 | 963-EMK107BBJ106MA-T | CAP CER 10UF 16V 20% X5R 0603 | 275A | BC1 |  | ZBC1 |  | ZROH | 2100 | W002 | PD | MG6200 | P01 | WB | 0 | PC | 0 | PC |  | 0 | 27 | 0 | PC | F |  | 0 | PC | 2019-12-05 |  | Z2 |  | 8532.24.10 |  |  |  | 1 | 1 | EA |  |  | PC |  | 1000 |  | 1 | C
FBRLAL60000056 | 963-EMK107BBJ106MA-T | CAP CER 10UF 16V 20% X5R 0603 | 275A | BC1 |  | ZBC1 |  | ZROH | 2100 | W002 | PD | MG6200 | P01 | WB | 0 | PC | 0 | PC |  | 0 | 27 | 0 | PC | F |  | 0 | PC | 2019-12-05 |  | Z2 |  | 8532.24.10 |  |  |  | 1 | 1 | PC |  |  | PC |  | 1000 |  | 1 | C
FBRLAL60000057 | 68X2787 | CAP CER 10UF 16V 20% X5R 0603 | 275A | BC1 |  | ZBC1 |  | ZROH | 2100 | W002 | PD | MG6200 | P01 | WB | 0 | PC | 0 | PC |  | 0 | 27 | 0 | PC | F |  | 0 | PC | 2019-12-05 |  | Z2 |  | 8532.24.10 |  |  |  | 1 | 1 | EA |  |  | PC |  | 1000 |  | 1 | C
FBRLAL60000057 | 68X2787 | CAP CER 10UF 16V 20% X5R 0603 | 275A | BC1 |  | ZBC1 |  | ZROH | 2100 | W002 | PD | MG6200 | P01 | WB | 0 | PC | 0 | PC |  | 0 | 27 | 0 | PC | F |  | 0 | PC | 2019-12-05 |  | Z2 |  | 8532.24.10 |  |  |  | 1 | 1 | PC |  |  | PC |  | 1000 |  | 1 | C
FBRLAL60000058 | CL10C390JB8NNNC | 39pF ±5% 50V Ceramic Capacitor C0G, NP0 | 275A | BC1 |  | ZBC1 |  | ZROH | 2100 | W002 | PD | MG6200 | P01 | WB | 0 | PC | 0 | PC |  | 0 | 27 | 0 | PC | F |  | 0 | PC | 2019-12-05 |  | Z2 |  | 8532.24.10 |  |  |  | 1 | 1 | EA |  |  | PC | 183.59 | 1000 |  | 1 | C
FBRLAL60000058 | CL10C390JB8NNNC | 39pF ±5% 50V Ceramic Capacitor C0G, NP0 | 275A | BC1 |  | ZBC1 |  | ZROH | 2100 | W002 | PD | MG6200 | P01 | WB | 0 | PC | 0 | PC |  | 0 | 27 | 0 | PC | F |  | 0 | PC | 2019-12-05 |  | Z2 |  | 8532.24.10 |  |  |  | 1 | 1 | PC |  |  | PC | 183.59 | 1000 |  | 1 | C
FBRLAL60000059 | 1276-1087-1-ND | 39pF ±5% 50V Ceramic Capacitor C0G, NP0 | 275A | BC1 |  | ZBC1 |  | ZROH | 2100 | W002 | PD | MG6200 | P01 | WB | 0 | PC | 0 | PC |  | 0 | 27 | 0 | PC | F |  | 0 | PC | 2019-12-05 |  | Z2 |  | 8532.24.10 |  |  |  | 1 | 1 | EA |  |  | PC |  | 1000 |  | 1 | C
FBRLAL60000059 | 1276-1087-1-ND | 39pF ±5% 50V Ceramic Capacitor C0G, NP0 | 275A | BC1 |  | ZBC1 |  | ZROH | 2100 | W002 | PD | MG6200 | P01 | WB | 0 | PC | 0 | PC |  | 0 | 27 | 0 | PC | F |  | 0 | PC | 2019-12-05 |  | Z2 |  | 8532.24.10 |  |  |  | 1 | 1 | PC |  |  | PC |  | 1000 |  | 1 | C
FBRLAL60000060 | 82AC9378 | 39pF ±5% 50V Ceramic Capacitor C0G, NP0 | 275A | BC1 |  | ZBC1 |  | ZROH | 2100 | W002 | PD | MG6200 | P01 | WB | 0 | PC | 0 | PC |  | 0 | 27 | 0 | PC | F |  | 0 | PC | 2019-12-05 |  | Z2 |  | 8532.24.10 |  |  |  | 1 | 1 | EA |  |  | PC |  | 1000 |  | 1 | C
FBRLAL60000060 | 82AC9378 | 39pF ±5% 50V Ceramic Capacitor C0G, NP0 | 275A | BC1 |  | ZBC1 |  | ZROH | 2100 | W002 | PD | MG6200 | P01 | WB | 0 | PC | 0 | PC |  | 0 | 27 | 0 | PC | F |  | 0 | PC | 2019-12-05 |  | Z2 |  | 8532.24.10 |  |  |  | 1 | 1 | PC |  |  | PC |  | 1000 |  | 1 | C
FBRLAL60000061 | CL10A106MP8NNNC | CAP CER 10UF 10V X5R 0603 | 275A | BC1 |  | ZBC1 |  | ZROH | 2100 | W002 | PD | MG6200 | P01 | WB | 0 | PC | 0 | PC |  | 0 | 27 | 0 | PC | F |  | 0 | PC | 2019-12-05 |  | Z2 |  | 8532.24.10 |  |  |  | 1 | 1 | EA |  |  | PC | 370.82 | 1000 |  | 1 | B
FBRLAL60000061 | CL10A106MP8NNNC | CAP CER 10UF 10V X5R 0603 | 275A | BC1 |  | ZBC1 |  | ZROH | 2100 | W002 | PD | MG6200 | P01 | WB | 0 | PC | 0 | PC |  | 0 | 27 | 0 | PC | F |  | 0 | PC | 2019-12-05 |  | Z2 |  | 8532.24.10 |  |  |  | 1 | 1 | PC |  |  | PC | 370.82 | 1000 |  | 1 | B
FBRLAL60000062 | 1276-1871-1-ND | CAP CER 10UF 10V X5R 0603 | 275A | BC1 |  | ZBC1 |  | ZROH | 2100 | W002 | PD | MG6200 | P01 | WB | 0 | PC | 0 | PC |  | 0 | 27 | 0 | PC | F |  | 0 | PC | 2019-12-05 |  | Z2 |  | 8532.24.10 |  |  |  | 1 | 1 | EA |  |  | PC |  | 1000 |  | 1 | C
FBRLAL60000062 | 1276-1871-1-ND | CAP CER 10UF 10V X5R 0603 | 275A | BC1 |  | ZBC1 |  | ZROH | 2100 | W002 | PD | MG6200 | P01 | WB | 0 | PC | 0 | PC |  | 0 | 27 | 0 | PC | F |  | 0 | PC | 2019-12-05 |  | Z2 |  | 8532.24.10 |  |  |  | 1 | 1 | PC |  |  | PC |  | 1000 |  | 1 | C
FBRLAL60000036 | 1276-2030-1-ND | CAP CER 3300PF 50V X7R 0603 | 275A | BC1 |  | ZBC1 |  | ZROH | 2100 | W002 | PD | MG6200 | P01 | WB | 0 | PC | 0 | PC |  | 0 | 27 | 0 | PC | F |  | 0 | PC | 2019-12-05 |  | Z2 |  | 8532.24.10 |  |  |  | 1 | 1 | EA |  |  | PC |  | 1000 |  | 1 | C
FBRLAL60000036 | 1276-2030-1-ND | CAP CER 3300PF 50V X7R 0603 | 275A | BC1 |  | ZBC1 |  | ZROH | 2100 | W002 | PD | MG6200 | P01 | WB | 0 | PC | 0 | PC |  | 0 | 27 | 0 | PC | F |  | 0 | PC | 2019-12-05 |  | Z2 |  | 8532.24.10 |  |  |  | 1 | 1 | PC |  |  | PC |  | 1000 |  | 1 | C
FBRLAL60000010 | 80-C0603C104K5R | 0.1µF ±10% 50V Ceramic Capacitor X7R 060 | 275A | BC1 |  | ZBC1 |  | ZROH | 2100 | W002 | PD | MG6200 | P01 | WB | 0 | PC | 0 | PC |  | 0 | 27 | 0 | PC | F |  | 0 | PC | 2019-12-05 |  | Z2 |  | 8532.24.10 |  |  |  | 1 | 1 | EA |  |  | PC |  | 1000 |  | 1 | C
FBRLAL60000010 | 80-C0603C104K5R | 0.1µF ±10% 50V Ceramic Capacitor X7R 060 | 275A | BC1 |  | ZBC1 |  | ZROH | 2100 | W002 | PD | MG6200 | P01 | WB | 0 | PC | 0 | PC |  | 0 | 27 | 0 | PC | F |  | 0 | PC | 2019-12-05 |  | Z2 |  | 8532.24.10 |  |  |  | 1 | 1 | PC |  |  | PC |  | 1000 |  | 1 | C
FBRLAL60000011 | 72J5992 | 0.1µF ±10% 50V Ceramic Capacitor X7R 060 | 275A | BC1 |  | ZBC1 |  | ZROH | 2100 | W002 | PD | MG6200 | P01 | WB | 0 | PC | 0 | PC |  | 0 | 27 | 0 | PC | F |  | 0 | PC | 2019-12-05 |  | Z2 |  | 8532.24.10 |  |  |  | 1 | 1 | EA |  |  | PC |  | 1000 |  | 1 | C
FBRLAL60000011 | 72J5992 | 0.1µF ±10% 50V Ceramic Capacitor X7R 060 | 275A | BC1 |  | ZBC1 |  | ZROH | 2100 | W002 | PD | MG6200 | P01 | WB | 0 | PC | 0 | PC |  | 0 | 27 | 0 | PC | F |  | 0 | PC | 2019-12-05 |  | Z2 |  | 8532.24.10 |  |  |  | 1 | 1 | PC |  |  | PC |  | 1000 |  | 1 | C
FBRLAL60000012 | ECA-1HM100I | 10µF 50V Aluminum Capacitors Radial, Can | 275A | BC1 |  | ZBC1 |  | ZROH | 2100 | W002 | PD | MG6200 | P01 | WB | 0 | PC | 0 | PC |  | 0 | 27 | 0 | PC | F |  | 0 | PC | 2019-12-05 |  | Z2 |  | 8532.22.00 |  |  |  | 1 | 1 | EA |  |  | PC | 731.47 | 1000 |  | 1 | D
FBRLAL60000012 | ECA-1HM100I | 10µF 50V Aluminum Capacitors Radial, Can | 275A | BC1 |  | ZBC1 |  | ZROH | 2100 | W002 | PD | MG6200 | P01 | WB | 0 | PC | 0 | PC |  | 0 | 27 | 0 | PC | F |  | 0 | PC | 2019-12-05 |  | Z2 |  | 8532.22.00 |  |  |  | 1 | 1 | PC |  |  | PC | 731.47 | 1000 |  | 1 | D
FBRLAL60000013 | P10425CT-ND | 10µF 50V Aluminum Capacitors Radial, Can | 275A | BC1 |  | ZBC1 |  | ZROH | 2100 | W002 | PD | MG6200 | P01 | WB | 0 | PC | 0 | PC |  | 0 | 27 | 0 | PC | F |  | 0 | PC | 2019-12-05 |  | Z2 |  | 8532.22.00 |  |  |  | 1 | 1 | EA |  |  | PC |  | 1000 |  | 1 | C
FBRLAL60000013 | P10425CT-ND | 10µF 50V Aluminum Capacitors Radial, Can | 275A | BC1 |  | ZBC1 |  | ZROH | 2100 | W002 | PD | MG6200 | P01 | WB | 0 | PC | 0 | PC |  | 0 | 27 | 0 | PC | F |  | 0 | PC | 2019-12-05 |  | Z2 |  | 8532.22.00 |  |  |  | 1 | 1 | PC |  |  | PC |  | 1000 |  | 1 | C
FBRLAL60000014 | 667-ECA-1HM100I | 10µF 50V Aluminum Capacitors Radial, Can | 275A | BC1 |  | ZBC1 |  | ZROH | 2100 | W002 | PD | MG6200 | P01 | WB | 0 | PC | 0 | PC |  | 0 | 27 | 0 | PC | F |  | 0 | PC | 2019-12-05 |  | Z2 |  | 8532.22.00 |  |  |  | 1 | 1 | EA |  |  | PC |  | 1000 |  | 1 | C
FBRLAL60000014 | 667-ECA-1HM100I | 10µF 50V Aluminum Capacitors Radial, Can | 275A | BC1 |  | ZBC1 |  | ZROH | 2100 | W002 | PD | MG6200 | P01 | WB | 0 | PC | 0 | PC |  | 0 | 27 | 0 | PC | F |  | 0 | PC | 2019-12-05 |  | Z2 |  | 8532.22.00 |  |  |  | 1 | 1 | PC |  |  | PC |  | 1000 |  | 1 | C
FBRLAL60000015 | 48W7714 | 10µF 50V Aluminum Capacitors Radial, Can | 275A | BC1 |  | ZBC1 |  | ZROH | 2100 | W002 | PD | MG6200 | P01 | WB | 0 | PC | 0 | PC |  | 0 | 27 | 0 | PC | F |  | 0 | PC | 2019-12-05 |  | Z2 |  | 8532.22.00 |  |  |  | 1 | 1 | EA |  |  | PC |  | 1000 |  | 1 | C
FBRLAL60000015 | 48W7714 | 10µF 50V Aluminum Capacitors Radial, Can | 275A | BC1 |  | ZBC1 |  | ZROH | 2100 | W002 | PD | MG6200 | P01 | WB | 0 | PC | 0 | PC |  | 0 | 27 | 0 | PC | F |  | 0 | PC | 2019-12-05 |  | Z2 |  | 8532.22.00 |  |  |  | 1 | 1 | PC |  |  | PC |  | 1000 |  | 1 | C
FBRLAL60000016 | GRT31CR61E226ME01L | CAP CER 22UF 25V X5R 1206 | 275A | BC1 |  | ZBC1 |  | ZROH | 2100 | W002 | PD | MG6200 | P01 | WB | 0 | PC | 0 | PC |  | 0 | 27 | 0 | PC | F |  | 0 | PC | 2019-12-05 |  | Z2 |  | 8532.24.10 |  |  |  | 1 | 1 | EA |  |  | PC | 2325.1 | 1000 |  | 1 | B
FBRLAL60000016 | GRT31CR61E226ME01L | CAP CER 22UF 25V X5R 1206 | 275A | BC1 |  | ZBC1 |  | ZROH | 2100 | W002 | PD | MG6200 | P01 | WB | 0 | PC | 0 | PC |  | 0 | 27 | 0 | PC | F |  | 0 | PC | 2019-12-05 |  | Z2 |  | 8532.24.10 |  |  |  | 1 | 1 | PC |  |  | PC | 2325.1 | 1000 |  | 1 | B
FBRLAL60000017 | 490-12451-1-ND | CAP CER 22UF 25V X5R 1206 | 275A | BC1 |  | ZBC1 |  | ZROH | 2100 | W002 | PD | MG6200 | P01 | WB | 0 | PC | 0 | PC |  | 0 | 27 | 0 | PC | F |  | 0 | PC | 2019-12-05 |  | Z2 |  | 8532.24.10 |  |  |  | 1 | 1 | EA |  |  | PC |  | 1000 |  | 1 | C
FBRLAL60000017 | 490-12451-1-ND | CAP CER 22UF 25V X5R 1206 | 275A | BC1 |  | ZBC1 |  | ZROH | 2100 | W002 | PD | MG6200 | P01 | WB | 0 | PC | 0 | PC |  | 0 | 27 | 0 | PC | F |  | 0 | PC | 2019-12-05 |  | Z2 |  | 8532.24.10 |  |  |  | 1 | 1 | PC |  |  | PC |  | 1000 |  | 1 | C
FBRLAL60000009 | 399-5089-1-ND | 0.1µF ±10% 50V Ceramic Capacitor X7R 060 | 275A | BC1 |  | ZBC1 |  | ZROH | 2100 | W002 | PD | MG6200 | P01 | WB | 0 | PC | 0 | PC |  | 0 | 27 | 0 | PC | F |  | 0 | PC | 2019-12-05 |  | Z2 |  | 8532.24.10 |  |  |  | 1 | 1 | EA |  |  | PC |  | 1000 |  | 1 | C
FBRLAL60000009 | 399-5089-1-ND | 0.1µF ±10% 50V Ceramic Capacitor X7R 060 | 275A | BC1 |  | ZBC1 |  | ZROH | 2100 | W002 | PD | MG6200 | P01 | WB | 0 | PC | 0 | PC |  | 0 | 27 | 0 | PC | F |  | 0 | PC | 2019-12-05 |  | Z2 |  | 8532.24.10 |  |  |  | 1 | 1 | PC |  |  | PC |  | 1000 |  | 1 | C
FBRLAL60000001 | W24P-U | 2.4GHz WLAN PCB Trace RF Antenna 2.4GHz | 275A | BC1 |  | ZBC1 |  | ZROH | 2100 | W002 | PD | MG3100 | P01 | WB | 0 | PC | 0 | PC |  | 0 | 27 | 0 | PC | F |  | 0 | PC | 2019-12-05 |  | Z2 |  | 8517.71.90 |  |  |  | 1 | 1 | EA |  |  | PC | 10416.04 | 1000 |  | 1 | A
FBRLAL60000001 | W24P-U | 2.4GHz WLAN PCB Trace RF Antenna 2.4GHz | 275A | BC1 |  | ZBC1 |  | ZROH | 2100 | W002 | PD | MG3100 | P01 | WB | 0 | PC | 0 | PC |  | 0 | 27 | 0 | PC | F |  | 0 | PC | 2019-12-05 |  | Z2 |  | 8517.71.90 |  |  |  | 1 | 1 | PC |  |  | PC | 10416.04 | 1000 |  | 1 | A
FBRLAL60000002 | 1475-1019-ND | 2.4GHz WLAN PCB Trace RF Antenna 2.4GHz | 275A | BC1 |  | ZBC1 |  | ZROH | 2100 | W002 | PD | MG3100 | P01 | WB | 0 | PC | 0 | PC |  | 0 | 27 | 0 | PC | F |  | 0 | PC | 2019-12-05 |  | Z2 |  | 8517.71.90 |  |  |  | 1 | 1 | EA |  |  | PC |  | 1000 |  | 1 | C
FBRLAL60000002 | 1475-1019-ND | 2.4GHz WLAN PCB Trace RF Antenna 2.4GHz | 275A | BC1 |  | ZBC1 |  | ZROH | 2100 | W002 | PD | MG3100 | P01 | WB | 0 | PC | 0 | PC |  | 0 | 27 | 0 | PC | F |  | 0 | PC | 2019-12-05 |  | Z2 |  | 8517.71.90 |  |  |  | 1 | 1 | PC |  |  | PC |  | 1000 |  | 1 | C
FBRLAL60000003 | 347-W24PU | 2.4GHz WLAN PCB Trace RF Antenna 2.4GHz | 275A | BC1 |  | ZBC1 |  | ZROH | 2100 | W002 | PD | MG3100 | P01 | WB | 0 | PC | 0 | PC |  | 0 | 27 | 0 | PC | F |  | 0 | PC | 2019-12-05 |  | Z2 |  | 8517.71.90 |  |  |  | 1 | 1 | EA |  |  | PC |  | 1000 |  | 1 | C
FBRLAL60000003 | 347-W24PU | 2.4GHz WLAN PCB Trace RF Antenna 2.4GHz | 275A | BC1 |  | ZBC1 |  | ZROH | 2100 | W002 | PD | MG3100 | P01 | WB | 0 | PC | 0 | PC |  | 0 | 27 | 0 | PC | F |  | 0 | PC | 2019-12-05 |  | Z2 |  | 8517.71.90 |  |  |  | 1 | 1 | PC |  |  | PC |  | 1000 |  | 1 | C
FBRLAL60000004 | CGA3E2X7R1H104K080AA | CAP CER 0.1UF 50V 10% X7R 0603, 0.1µF ±1 | 275A | BC1 |  | ZBC1 |  | ZROH | 2100 | W002 | PD | MG6200 | P01 | WB | 0 | PC | 0 | PC |  | 0 | 27 | 0 | PC | F |  | 0 | PC | 2019-12-05 |  | Z2 |  | 8532.24.10 |  |  |  | 1 | 1 | EA |  |  | PC | 85.84 | 1000 |  | 1 | D
FBRLAL60000004 | CGA3E2X7R1H104K080AA | CAP CER 0.1UF 50V 10% X7R 0603, 0.1µF ±1 | 275A | BC1 |  | ZBC1 |  | ZROH | 2100 | W002 | PD | MG6200 | P01 | WB | 0 | PC | 0 | PC |  | 0 | 27 | 0 | PC | F |  | 0 | PC | 2019-12-05 |  | Z2 |  | 8532.24.10 |  |  |  | 1 | 1 | PC |  |  | PC | 85.84 | 1000 |  | 1 | D
FBRLAL60000005 | 445-5666-1-ND | CAP CER 0.1UF 50V 10% X7R 0603, 0.1µF ±1 | 275A | BC1 |  | ZBC1 |  | ZROH | 2100 | W002 | PD | MG6200 | P01 | WB | 0 | PC | 0 | PC |  | 0 | 27 | 0 | PC | F |  | 0 | PC | 2019-12-05 |  | Z2 |  | 8532.24.10 |  |  |  | 1 | 1 | EA |  |  | PC |  | 1000 |  | 1 | C
FBRLAL60000005 | 445-5666-1-ND | CAP CER 0.1UF 50V 10% X7R 0603, 0.1µF ±1 | 275A | BC1 |  | ZBC1 |  | ZROH | 2100 | W002 | PD | MG6200 | P01 | WB | 0 | PC | 0 | PC |  | 0 | 27 | 0 | PC | F |  | 0 | PC | 2019-12-05 |  | Z2 |  | 8532.24.10 |  |  |  | 1 | 1 | PC |  |  | PC |  | 1000 |  | 1 | C
FBRLAL60000006 | 810-CGA3E2X7R1H104K | CAP CER 0.1UF 50V 10% X7R 0603, 0.1µF ±1 | 275A | BC1 |  | ZBC1 |  | ZROH | 2100 | W002 | PD | MG6200 | P01 | WB | 0 | PC | 0 | PC |  | 0 | 27 | 0 | PC | F |  | 0 | PC | 2019-12-05 |  | Z2 |  | 8532.24.10 |  |  |  | 1 | 1 | EA |  |  | PC |  | 1000 |  | 1 | C
FBRLAL60000006 | 810-CGA3E2X7R1H104K | CAP CER 0.1UF 50V 10% X7R 0603, 0.1µF ±1 | 275A | BC1 |  | ZBC1 |  | ZROH | 2100 | W002 | PD | MG6200 | P01 | WB | 0 | PC | 0 | PC |  | 0 | 27 | 0 | PC | F |  | 0 | PC | 2019-12-05 |  | Z2 |  | 8532.24.10 |  |  |  | 1 | 1 | PC |  |  | PC |  | 1000 |  | 1 | C
FBRLAL60000007 | 54K2412 | CAP CER 0.1UF 50V 10% X7R 0603, 0.1µF ±1 | 275A | BC1 |  | ZBC1 |  | ZROH | 2100 | W002 | PD | MG6200 | P01 | WB | 0 | PC | 0 | PC |  | 0 | 27 | 0 | PC | F |  | 0 | PC | 2019-12-05 |  | Z2 |  | 8532.24.10 |  |  |  | 1 | 1 | EA |  |  | PC |  | 1000 |  | 1 | C
FBRLAL60000007 | 54K2412 | CAP CER 0.1UF 50V 10% X7R 0603, 0.1µF ±1 | 275A | BC1 |  | ZBC1 |  | ZROH | 2100 | W002 | PD | MG6200 | P01 | WB | 0 | PC | 0 | PC |  | 0 | 27 | 0 | PC | F |  | 0 | PC | 2019-12-05 |  | Z2 |  | 8532.24.10 |  |  |  | 1 | 1 | PC |  |  | PC |  | 1000 |  | 1 | C
FBRLAL60000008 | C0603C104K5RACTU | 0.1µF ±10% 50V Ceramic Capacitor X7R 060 | 275A | BC1 |  | ZBC1 |  | ZROH | 2100 | W002 | PD | MG6200 | P01 | WB | 0 | PC | 0 | PC |  | 0 | 27 | 0 | PC | F |  | 0 | PC | 2019-12-05 |  | Z2 |  | 8532.24.10 |  |  |  | 1 | 1 | EA |  |  | PC | 244.32 | 1000 |  | 1 | C
FBRLAL60000008 | C0603C104K5RACTU | 0.1µF ±10% 50V Ceramic Capacitor X7R 060 | 275A | BC1 |  | ZBC1 |  | ZROH | 2100 | W002 | PD | MG6200 | P01 | WB | 0 | PC | 0 | PC |  | 0 | 27 | 0 | PC | F |  | 0 | PC | 2019-12-05 |  | Z2 |  | 8532.24.10 |  |  |  | 1 | 1 | PC |  |  | PC | 244.32 | 1000 |  | 1 | C
FBRLAL60000018 | 81-GRT31CR61E226ME1L | CAP CER 22UF 25V X5R 1206 | 275A | BC1 |  | ZBC1 |  | ZROH | 2100 | W002 | PD | MG6200 | P01 | WB | 0 | PC | 0 | PC |  | 0 | 27 | 0 | PC | F |  | 0 | PC | 2019-12-05 |  | Z2 |  | 8532.24.10 |  |  |  | 1 | 1 | EA |  |  | PC |  | 1000 |  | 1 | C
FBRLAL60000018 | 81-GRT31CR61E226ME1L | CAP CER 22UF 25V X5R 1206 | 275A | BC1 |  | ZBC1 |  | ZROH | 2100 | W002 | PD | MG6200 | P01 | WB | 0 | PC | 0 | PC |  | 0 | 27 | 0 | PC | F |  | 0 | PC | 2019-12-05 |  | Z2 |  | 8532.24.10 |  |  |  | 1 | 1 | PC |  |  | PC |  | 1000 |  | 1 | C
FBRLAL60000028 | C0805C106K3PACTU | 10µF ±10% 25V Ceramic Capacitor X5R 0805 | 275A | BC1 |  | ZBC1 |  | ZROH | 2100 | W002 | PD | MG6200 | P01 | WB | 0 | PC | 0 | PC |  | 0 | 27 | 0 | PC | F |  | 0 | PC | 2019-12-05 |  | Z2 |  | 8532.24.10 |  |  |  | 1 | 1 | EA |  |  | PC | 223.71 | 1000 |  | 1 | D
FBRLAL60000028 | C0805C106K3PACTU | 10µF ±10% 25V Ceramic Capacitor X5R 0805 | 275A | BC1 |  | ZBC1 |  | ZROH | 2100 | W002 | PD | MG6200 | P01 | WB | 0 | PC | 0 | PC |  | 0 | 27 | 0 | PC | F |  | 0 | PC | 2019-12-05 |  | Z2 |  | 8532.24.10 |  |  |  | 1 | 1 | PC |  |  | PC | 223.71 | 1000 |  | 1 | D
FBRLAL60000029 | 399-11939-1-ND | 10µF ±10% 25V Ceramic Capacitor X5R 0805 | 275A | BC1 |  | ZBC1 |  | ZROH | 2100 | W002 | PD | MG6200 | P01 | WB | 0 | PC | 0 | PC |  | 0 | 27 | 0 | PC | F |  | 0 | PC | 2019-12-05 |  | Z2 |  | 8532.24.10 |  |  |  | 1 | 1 | EA |  |  | PC |  | 1000 |  | 1 | C
FBRLAL60000029 | 399-11939-1-ND | 10µF ±10% 25V Ceramic Capacitor X5R 0805 | 275A | BC1 |  | ZBC1 |  | ZROH | 2100 | W002 | PD | MG6200 | P01 | WB | 0 | PC | 0 | PC |  | 0 | 27 | 0 | PC | F |  | 0 | PC | 2019-12-05 |  | Z2 |  | 8532.24.10 |  |  |  | 1 | 1 | PC |  |  | PC |  | 1000 |  | 1 | C
FBRLAL60000030 | 80-C0805C106K3P | 10µF ±10% 25V Ceramic Capacitor X5R 0805 | 275A | BC1 |  | ZBC1 |  | ZROH | 2100 | W002 | PD | MG6200 | P01 | WB | 0 | PC | 0 | PC |  | 0 | 27 | 0 | PC | F |  | 0 | PC | 2019-12-05 |  | Z2 |  | 8532.24.10 |  |  |  | 1 | 1 | EA |  |  | PC |  | 1000 |  | 1 | C
FBRLAL60000030 | 80-C0805C106K3P | 10µF ±10% 25V Ceramic Capacitor X5R 0805 | 275A | BC1 |  | ZBC1 |  | ZROH | 2100 | W002 | PD | MG6200 | P01 | WB | 0 | PC | 0 | PC |  | 0 | 27 | 0 | PC | F |  | 0 | PC | 2019-12-05 |  | Z2 |  | 8532.24.10 |  |  |  | 1 | 1 | PC |  |  | PC |  | 1000 |  | 1 | C
FBRLAL60000031 | CL21A226MQCLQNC | CAP CER 22UF 6.3V X5R 0805 | 275A | BC1 |  | ZBC1 |  | ZROH | 2100 | W002 | PD | MG6200 | P01 | WB | 0 | PC | 0 | PC |  | 0 | 27 | 0 | PC | F |  | 0 | PC | 2019-12-05 |  | Z2 |  | 8532.24.10 |  |  |  | 1 | 1 | EA |  |  | PC | 270.66 | 1000 |  | 1 | B
FBRLAL60000031 | CL21A226MQCLQNC | CAP CER 22UF 6.3V X5R 0805 | 275A | BC1 |  | ZBC1 |  | ZROH | 2100 | W002 | PD | MG6200 | P01 | WB | 0 | PC | 0 | PC |  | 0 | 27 | 0 | PC | F |  | 0 | PC | 2019-12-05 |  | Z2 |  | 8532.24.10 |  |  |  | 1 | 1 | PC |  |  | PC | 270.66 | 1000 |  | 1 | B
FBRLAL60000032 | 1276-2412-1-ND | CAP CER 22UF 6.3V X5R 0805 | 275A | BC1 |  | ZBC1 |  | ZROH | 2100 | W002 | PD | MG6200 | P01 | WB | 0 | PC | 0 | PC |  | 0 | 27 | 0 | PC | F |  | 0 | PC | 2019-12-05 |  | Z2 |  | 8532.24.10 |  |  |  | 1 | 1 | EA |  |  | PC |  | 1000 |  | 1 | C
FBRLAL60000032 | 1276-2412-1-ND | CAP CER 22UF 6.3V X5R 0805 | 275A | BC1 |  | ZBC1 |  | ZROH | 2100 | W002 | PD | MG6200 | P01 | WB | 0 | PC | 0 | PC |  | 0 | 27 | 0 | PC | F |  | 0 | PC | 2019-12-05 |  | Z2 |  | 8532.24.10 |  |  |  | 1 | 1 | PC |  |  | PC |  | 1000 |  | 1 | C
FBRLAL60000033 | 80-C0805C226M9P | CAP CER 22UF 6.3V X5R 0805 | 275A | BC1 |  | ZBC1 |  | ZROH | 2100 | W002 | PD | MG6200 | P01 | WB | 0 | PC | 0 | PC |  | 0 | 27 | 0 | PC | F |  | 0 | PC | 2019-12-05 |  | Z2 |  | 8532.24.10 |  |  |  | 1 | 1 | EA |  |  | PC |  | 1000 |  | 1 | C
FBRLAL60000033 | 80-C0805C226M9P | CAP CER 22UF 6.3V X5R 0805 | 275A | BC1 |  | ZBC1 |  | ZROH | 2100 | W002 | PD | MG6200 | P01 | WB | 0 | PC | 0 | PC |  | 0 | 27 | 0 | PC | F |  | 0 | PC | 2019-12-05 |  | Z2 |  | 8532.24.10 |  |  |  | 1 | 1 | PC |  |  | PC |  | 1000 |  | 1 | C
FBRLAL60000034 | 96M1423 | CAP CER 22UF 6.3V X5R 0805 | 275A | BC1 |  | ZBC1 |  | ZROH | 2100 | W002 | PD | MG6200 | P01 | WB | 0 | PC | 0 | PC |  | 0 | 27 | 0 | PC | F |  | 0 | PC | 2019-12-05 |  | Z2 |  | 8532.24.10 |  |  |  | 1 | 1 | EA |  |  | PC |  | 1000 |  | 1 | C
FBRLAL60000034 | 96M1423 | CAP CER 22UF 6.3V X5R 0805 | 275A | BC1 |  | ZBC1 |  | ZROH | 2100 | W002 | PD | MG6200 | P01 | WB | 0 | PC | 0 | PC |  | 0 | 27 | 0 | PC | F |  | 0 | PC | 2019-12-05 |  | Z2 |  | 8532.24.10 |  |  |  | 1 | 1 | PC |  |  | PC |  | 1000 |  | 1 | C
FBRLAL60000035 | CL10B332JB8NNNC | CAP CER 3300PF 50V X7R 0603 | 275A | BC1 |  | ZBC1 |  | ZROH | 2100 | W002 | PD | MG6200 | P01 | WB | 0 | PC | 0 | PC |  | 0 | 27 | 0 | PC | F |  | 0 | PC | 2019-12-05 |  | Z2 |  | 8532.24.10 |  |  |  | 1 | 1 | EA |  |  | PC | 141.46 | 1000 |  | 1 | D
FBRLAL60000035 | CL10B332JB8NNNC | CAP CER 3300PF 50V X7R 0603 | 275A | BC1 |  | ZBC1 |  | ZROH | 2100 | W002 | PD | MG6200 | P01 | WB | 0 | PC | 0 | PC |  | 0 | 27 | 0 | PC | F |  | 0 | PC | 2019-12-05 |  | Z2 |  | 8532.24.10 |  |  |  | 1 | 1 | PC |  |  | PC | 141.46 | 1000 |  | 1 | D
FBRLAL60000027 | 29X1555 | CAP CER 10000PF 50V X7R 0603 | 275A | BC1 |  | ZBC1 |  | ZROH | 2100 | W002 | PD | MG6200 | P01 | WB | 0 | PC | 0 | PC |  | 0 | 27 | 0 | PC | F |  | 0 | PC | 2019-12-05 |  | Z2 |  | 8532.24.10 |  |  |  | 1 | 1 | EA |  |  | PC |  | 1000 |  | 1 | C
FBRLAL60000027 | 29X1555 | CAP CER 10000PF 50V X7R 0603 | 275A | BC1 |  | ZBC1 |  | ZROH | 2100 | W002 | PD | MG6200 | P01 | WB | 0 | PC | 0 | PC |  | 0 | 27 | 0 | PC | F |  | 0 | PC | 2019-12-05 |  | Z2 |  | 8532.24.10 |  |  |  | 1 | 1 | PC |  |  | PC |  | 1000 |  | 1 | C
FBRLAL60000019 | GRT31CR61E226ME01L-REEL | CAP CER 22UF 25V X5R 1206 | 275A | BC1 |  | ZBC1 |  | ZROH | 2100 | W002 | PD | MG6200 | P01 | WB | 0 | PC | 0 | PC |  | 0 | 27 | 0 | PC | F |  | 0 | PC | 2019-12-05 |  | Z2 |  | 8532.24.10 |  |  |  | 1 | 1 | EA |  |  | PC |  | 1000 |  | 1 | C
FBRLAL60000019 | GRT31CR61E226ME01L-REEL | CAP CER 22UF 25V X5R 1206 | 275A | BC1 |  | ZBC1 |  | ZROH | 2100 | W002 | PD | MG6200 | P01 | WB | 0 | PC | 0 | PC |  | 0 | 27 | 0 | PC | F |  | 0 | PC | 2019-12-05 |  | Z2 |  | 8532.24.10 |  |  |  | 1 | 1 | PC |  |  | PC |  | 1000 |  | 1 | C
FBRLAL60000020 | GRM1885C1H272JA01J | CAP CER 2700PF 50V C0G/NP0 0603 | 275A | BC1 |  | ZBC1 |  | ZROH | 2100 | W002 | PD | MG6200 | P01 | WB | 0 | PC | 0 | PC |  | 0 | 27 | 0 | PC | F |  | 0 | PC | 2019-12-05 |  | Z2 |  | 8532.24.10 |  |  |  | 1 | 1 | EA |  |  | PC | 201.9 | 1000 |  | 1 | C
FBRLAL60000020 | GRM1885C1H272JA01J | CAP CER 2700PF 50V C0G/NP0 0603 | 275A | BC1 |  | ZBC1 |  | ZROH | 2100 | W002 | PD | MG6200 | P01 | WB | 0 | PC | 0 | PC |  | 0 | 27 | 0 | PC | F |  | 0 | PC | 2019-12-05 |  | Z2 |  | 8532.24.10 |  |  |  | 1 | 1 | PC |  |  | PC | 201.9 | 1000 |  | 1 | C
FBRLAL60000021 | 490-8274-1-ND | CAP CER 2700PF 50V C0G/NP0 0603 | 275A | BC1 |  | ZBC1 |  | ZROH | 2100 | W002 | PD | MG6200 | P01 | WB | 0 | PC | 0 | PC |  | 0 | 27 | 0 | PC | F |  | 0 | PC | 2019-12-05 |  | Z2 |  | 8532.24.10 |  |  |  | 1 | 1 | EA |  |  | PC |  | 1000 |  | 1 | C
FBRLAL60000021 | 490-8274-1-ND | CAP CER 2700PF 50V C0G/NP0 0603 | 275A | BC1 |  | ZBC1 |  | ZROH | 2100 | W002 | PD | MG6200 | P01 | WB | 0 | PC | 0 | PC |  | 0 | 27 | 0 | PC | F |  | 0 | PC | 2019-12-05 |  | Z2 |  | 8532.24.10 |  |  |  | 1 | 1 | PC |  |  | PC |  | 1000 |  | 1 | C
FBRLAL60000022 | 81-GRM1885C1H272JA1J | CAP CER 2700PF 50V C0G/NP0 0603 | 275A | BC1 |  | ZBC1 |  | ZROH | 2100 | W002 | PD | MG6200 | P01 | WB | 0 | PC | 0 | PC |  | 0 | 27 | 0 | PC | F |  | 0 | PC | 2019-12-05 |  | Z2 |  | 8532.24.10 |  |  |  | 1 | 1 | EA |  |  | PC |  | 1000 |  | 1 | C
FBRLAL60000022 | 81-GRM1885C1H272JA1J | CAP CER 2700PF 50V C0G/NP0 0603 | 275A | BC1 |  | ZBC1 |  | ZROH | 2100 | W002 | PD | MG6200 | P01 | WB | 0 | PC | 0 | PC |  | 0 | 27 | 0 | PC | F |  | 0 | PC | 2019-12-05 |  | Z2 |  | 8532.24.10 |  |  |  | 1 | 1 | PC |  |  | PC |  | 1000 |  | 1 | C
FBRLAL60000023 | 90R7648 | CAP CER 2700PF 50V C0G/NP0 0603 | 275A | BC1 |  | ZBC1 |  | ZROH | 2100 | W002 | PD | MG6200 | P01 | WB | 0 | PC | 0 | PC |  | 0 | 27 | 0 | PC | F |  | 0 | PC | 2019-12-05 |  | Z2 |  | 8532.24.10 |  |  |  | 1 | 1 | EA |  |  | PC |  | 1000 |  | 1 | C
FBRLAL60000023 | 90R7648 | CAP CER 2700PF 50V C0G/NP0 0603 | 275A | BC1 |  | ZBC1 |  | ZROH | 2100 | W002 | PD | MG6200 | P01 | WB | 0 | PC | 0 | PC |  | 0 | 27 | 0 | PC | F |  | 0 | PC | 2019-12-05 |  | Z2 |  | 8532.24.10 |  |  |  | 1 | 1 | PC |  |  | PC |  | 1000 |  | 1 | C
FBRLAL60000024 | C0603C103J5RACTU | CAP CER 10000PF 50V X7R 0603 | 275A | BC1 |  | ZBC1 |  | ZROH | 2100 | W002 | PD | MG6200 | P01 | WB | 0 | PC | 0 | PC |  | 0 | 27 | 0 | PC | F |  | 0 | PC | 2019-12-05 |  | Z2 |  | 8532.24.10 |  |  |  | 1 | 1 | EA |  |  | PC | 117.44 | 1000 |  | 1 | C
FBRLAL60000024 | C0603C103J5RACTU | CAP CER 10000PF 50V X7R 0603 | 275A | BC1 |  | ZBC1 |  | ZROH | 2100 | W002 | PD | MG6200 | P01 | WB | 0 | PC | 0 | PC |  | 0 | 27 | 0 | PC | F |  | 0 | PC | 2019-12-05 |  | Z2 |  | 8532.24.10 |  |  |  | 1 | 1 | PC |  |  | PC | 117.44 | 1000 |  | 1 | C
FBRLAL60000025 | 399-1092-1-ND | CAP CER 10000PF 50V X7R 0603 | 275A | BC1 |  | ZBC1 |  | ZROH | 2100 | W002 | PD | MG6200 | P01 | WB | 0 | PC | 0 | PC |  | 0 | 27 | 0 | PC | F |  | 0 | PC | 2019-12-05 |  | Z2 |  | 8532.24.10 |  |  |  | 1 | 1 | EA |  |  | PC |  | 1000 |  | 1 | C
FBRLAL60000025 | 399-1092-1-ND | CAP CER 10000PF 50V X7R 0603 | 275A | BC1 |  | ZBC1 |  | ZROH | 2100 | W002 | PD | MG6200 | P01 | WB | 0 | PC | 0 | PC |  | 0 | 27 | 0 | PC | F |  | 0 | PC | 2019-12-05 |  | Z2 |  | 8532.24.10 |  |  |  | 1 | 1 | PC |  |  | PC |  | 1000 |  | 1 | C
FBRLAL60000026 | 80-C0603C103J5R | CAP CER 10000PF 50V X7R 0603 | 275A | BC1 |  | ZBC1 |  | ZROH | 2100 | W002 | PD | MG6200 | P01 | WB | 0 | PC | 0 | PC |  | 0 | 27 | 0 | PC | F |  | 0 | PC | 2019-12-05 |  | Z2 |  | 8532.24.10 |  |  |  | 1 | 1 | EA |  |  | PC |  | 1000 |  | 1 | C
FBRLAL60000026 | 80-C0603C103J5R | CAP CER 10000PF 50V X7R 0603 | 275A | BC1 |  | ZBC1 |  | ZROH | 2100 | W002 | PD | MG6200 | P01 | WB | 0 | PC | 0 | PC |  | 0 | 27 | 0 | PC | F |  | 0 | PC | 2019-12-05 |  | Z2 |  | 8532.24.10 |  |  |  | 1 | 1 | PC |  |  | PC |  | 1000 |  | 1 | C
FBRLAL60000072 | 03AC2647 | 4.7µF 6.3V Ceramic Capacitor X5R 0603 (1 | 275A | BC1 |  | ZBC1 |  | ZROH | 2100 | W002 | PD | MG6200 | P01 | WB | 0 | PC | 0 | PC |  | 0 | 27 | 0 | PC | F |  | 0 | PC | 2019-12-05 |  | Z2 |  | 8532.24.10 |  |  |  | 1 | 1 | EA |  |  | PC |  | 1000 |  | 1 | C
FBRLAL60000072 | 03AC2647 | 4.7µF 6.3V Ceramic Capacitor X5R 0603 (1 | 275A | BC1 |  | ZBC1 |  | ZROH | 2100 | W002 | PD | MG6200 | P01 | WB | 0 | PC | 0 | PC |  | 0 | 27 | 0 | PC | F |  | 0 | PC | 2019-12-05 |  | Z2 |  | 8532.24.10 |  |  |  | 1 | 1 | PC |  |  | PC |  | 1000 |  | 1 | C
FBRLAL60000118 | 576-SMBJ33CA | TVS DIODE 33V 53.3V DO214AA | 275A | BC1 |  | ZBC1 |  | ZROH | 2100 | W002 | PD | MG5200 | P01 | WB | 0 | PC | 0 | PC |  | 0 | 27 | 0 | PC | F |  | 0 | PC | 2019-12-05 |  | Z2 |  | 8541.10.22 |  |  |  | 1 | 1 | EA |  |  | PC |  | 1000 |  | 1 | C
FBRLAL60000118 | 576-SMBJ33CA | TVS DIODE 33V 53.3V DO214AA | 275A | BC1 |  | ZBC1 |  | ZROH | 2100 | W002 | PD | MG5200 | P01 | WB | 0 | PC | 0 | PC |  | 0 | 27 | 0 | PC | F |  | 0 | PC | 2019-12-05 |  | Z2 |  | 8541.10.22 |  |  |  | 1 | 1 | PC |  |  | PC |  | 1000 |  | 1 | C
FBRLAL60000119 | 48F5916 | TVS DIODE 33V 53.3V DO214AA | 275A | BC1 |  | ZBC1 |  | ZROH | 2100 | W002 | PD | MG5200 | P01 | WB | 0 | PC | 0 | PC |  | 0 | 27 | 0 | PC | F |  | 0 | PC | 2019-12-05 |  | Z2 |  | 8541.10.22 |  |  |  | 1 | 1 | EA |  |  | PC |  | 1000 |  | 1 | C
FBRLAL60000119 | 48F5916 | TVS DIODE 33V 53.3V DO214AA | 275A | BC1 |  | ZBC1 |  | ZROH | 2100 | W002 | PD | MG5200 | P01 | WB | 0 | PC | 0 | PC |  | 0 | 27 | 0 | PC | F |  | 0 | PC | 2019-12-05 |  | Z2 |  | 8541.10.22 |  |  |  | 1 | 1 | PC |  |  | PC |  | 1000 |  | 1 | C
FBRLAL60000120 | P6SMB12A-E3/52 | TVS DIODE 10.2V 16.7V DO214AA | 275A | BC1 |  | ZBC1 |  | ZROH | 2100 | W002 | PD | MG5200 | P01 | WB | 0 | PC | 0 | PC |  | 0 | 27 | 0 | PC | F |  | 0 | PC | 2019-12-05 |  | Z2 |  | 8541.10.22 |  |  |  | 1 | 1 | EA |  |  | PC | 1116.25 | 1000 |  | 1 | C
FBRLAL60000120 | P6SMB12A-E3/52 | TVS DIODE 10.2V 16.7V DO214AA | 275A | BC1 |  | ZBC1 |  | ZROH | 2100 | W002 | PD | MG5200 | P01 | WB | 0 | PC | 0 | PC |  | 0 | 27 | 0 | PC | F |  | 0 | PC | 2019-12-05 |  | Z2 |  | 8541.10.22 |  |  |  | 1 | 1 | PC |  |  | PC | 1116.25 | 1000 |  | 1 | C
FBRLAL60000121 | P6SMB12A-E3/52GICT-ND | TVS DIODE 10.2V 16.7V DO214AA | 275A | BC1 |  | ZBC1 |  | ZROH | 2100 | W002 | PD | MG5200 | P01 | WB | 0 | PC | 0 | PC |  | 0 | 27 | 0 | PC | F |  | 0 | PC | 2019-12-05 |  | Z2 |  | 8541.10.22 |  |  |  | 1 | 1 | EA |  |  | PC |  | 1000 |  | 1 | C
FBRLAL60000121 | P6SMB12A-E3/52GICT-ND | TVS DIODE 10.2V 16.7V DO214AA | 275A | BC1 |  | ZBC1 |  | ZROH | 2100 | W002 | PD | MG5200 | P01 | WB | 0 | PC | 0 | PC |  | 0 | 27 | 0 | PC | F |  | 0 | PC | 2019-12-05 |  | Z2 |  | 8541.10.22 |  |  |  | 1 | 1 | PC |  |  | PC |  | 1000 |  | 1 | C
FBRLAL60000122 | 625-P6SMB12A-E3/52 | TVS DIODE 10.2V 16.7V DO214AA | 275A | BC1 |  | ZBC1 |  | ZROH | 2100 | W002 | PD | MG5200 | P01 | WB | 0 | PC | 0 | PC |  | 0 | 27 | 0 | PC | F |  | 0 | PC | 2019-12-05 |  | Z2 |  | 8541.10.22 |  |  |  | 1 | 1 | EA |  |  | PC |  | 1000 |  | 1 | C
FBRLAL60000122 | 625-P6SMB12A-E3/52 | TVS DIODE 10.2V 16.7V DO214AA | 275A | BC1 |  | ZBC1 |  | ZROH | 2100 | W002 | PD | MG5200 | P01 | WB | 0 | PC | 0 | PC |  | 0 | 27 | 0 | PC | F |  | 0 | PC | 2019-12-05 |  | Z2 |  | 8541.10.22 |  |  |  | 1 | 1 | PC |  |  | PC |  | 1000 |  | 1 | C
FBRLAL60000124 | 553-2383-1-ND | FERRITE CHIP 0603 220 OHM | 275A | BC1 |  | ZBC1 |  | ZROH | 2100 | W002 | PD | MG6300 | P01 | WB | 0 | PC | 0 | PC |  | 0 | 27 | 0 | PC | F |  | 0 | PC | 2019-12-05 |  | Z2 |  | 8504.90.10 |  |  |  | 1 | 1 | EA |  |  | PC |  | 1000 |  | 1 | C
FBRLAL60000124 | 553-2383-1-ND | FERRITE CHIP 0603 220 OHM | 275A | BC1 |  | ZBC1 |  | ZROH | 2100 | W002 | PD | MG6300 | P01 | WB | 0 | PC | 0 | PC |  | 0 | 27 | 0 | PC | F |  | 0 | PC | 2019-12-05 |  | Z2 |  | 8504.90.10 |  |  |  | 1 | 1 | PC |  |  | PC |  | 1000 |  | 1 | C
FBRLAL60000125 | 673-PE-0603FB221ST | FERRITE CHIP 0603 220 OHM | 275A | BC1 |  | ZBC1 |  | ZROH | 2100 | W002 | PD | MG6300 | P01 | WB | 0 | PC | 0 | PC |  | 0 | 27 | 0 | PC | F |  | 0 | PC | 2019-12-05 |  | Z2 |  | 8504.90.10 |  |  |  | 1 | 1 | EA |  |  | PC |  | 1000 |  | 1 | C
FBRLAL60000125 | 673-PE-0603FB221ST | FERRITE CHIP 0603 220 OHM | 275A | BC1 |  | ZBC1 |  | ZROH | 2100 | W002 | PD | MG6300 | P01 | WB | 0 | PC | 0 | PC |  | 0 | 27 | 0 | PC | F |  | 0 | PC | 2019-12-05 |  | Z2 |  | 8504.90.10 |  |  |  | 1 | 1 | PC |  |  | PC |  | 1000 |  | 1 | C
FBRLAL60000117 | SMBJ33CALFCT-ND | TVS DIODE 33V 53.3V DO214AA | 275A | BC1 |  | ZBC1 |  | ZROH | 2100 | W002 | PD | MG5200 | P01 | WB | 0 | PC | 0 | PC |  | 0 | 27 | 0 | PC | F |  | 0 | PC | 2019-12-05 |  | Z2 |  | 8541.10.22 |  |  |  | 1 | 1 | EA |  |  | PC |  | 1000 |  | 1 | C
FBRLAL60000117 | SMBJ33CALFCT-ND | TVS DIODE 33V 53.3V DO214AA | 275A | BC1 |  | ZBC1 |  | ZROH | 2100 | W002 | PD | MG5200 | P01 | WB | 0 | PC | 0 | PC |  | 0 | 27 | 0 | PC | F |  | 0 | PC | 2019-12-05 |  | Z2 |  | 8541.10.22 |  |  |  | 1 | 1 | PC |  |  | PC |  | 1000 |  | 1 | C
FBRLAL60000109 | 08WX6737 | OPEN TOP JUMPER SOCKET MULTI-00E | 275A | BC1 |  | ZBC1 |  | ZROH | 2100 | W002 | PD | MG3400 | P01 | WB | 0 | PC | 0 | PC |  | 0 | 27 | 0 | PC | F |  | 0 | PC | 2019-12-05 |  | Z2 |  | 8536.90.90 |  |  |  | 1 | 1 | EA |  |  | PC |  | 1000 |  | 1 | C
FBRLAL60000109 | 08WX6737 | OPEN TOP JUMPER SOCKET MULTI-00E | 275A | BC1 |  | ZBC1 |  | ZROH | 2100 | W002 | PD | MG3400 | P01 | WB | 0 | PC | 0 | PC |  | 0 | 27 | 0 | PC | F |  | 0 | PC | 2019-12-05 |  | Z2 |  | 8536.90.90 |  |  |  | 1 | 1 | PC |  |  | PC |  | 1000 |  | 1 | C
FBRLAL60000110 | SMAJ5.0CA | TVS DIODE 5VWM SMD | 275A | BC1 |  | ZBC1 |  | ZROH | 2100 | W002 | PD | MG5200 | P01 | WB | 0 | PC | 0 | PC |  | 0 | 27 | 0 | PC | F |  | 0 | PC | 2019-12-05 |  | Z2 |  | 8541.10.22 |  |  |  | 1 | 1 | EA |  |  | PC | 585.66 | 1000 |  | 1 | C
FBRLAL60000110 | SMAJ5.0CA | TVS DIODE 5VWM SMD | 275A | BC1 |  | ZBC1 |  | ZROH | 2100 | W002 | PD | MG5200 | P01 | WB | 0 | PC | 0 | PC |  | 0 | 27 | 0 | PC | F |  | 0 | PC | 2019-12-05 |  | Z2 |  | 8541.10.22 |  |  |  | 1 | 1 | PC |  |  | PC | 585.66 | 1000 |  | 1 | C
FBRLAL60000111 | SMAJ5.0CABCT-ND | TVS DIODE 5VWM SMD | 275A | BC1 |  | ZBC1 |  | ZROH | 2100 | W002 | PD | MG5200 | P01 | WB | 0 | PC | 0 | PC |  | 0 | 27 | 0 | PC | F |  | 0 | PC | 2019-12-05 |  | Z2 |  | 8541.10.22 |  |  |  | 1 | 1 | EA |  |  | PC |  | 1000 |  | 1 | C
FBRLAL60000111 | SMAJ5.0CABCT-ND | TVS DIODE 5VWM SMD | 275A | BC1 |  | ZBC1 |  | ZROH | 2100 | W002 | PD | MG5200 | P01 | WB | 0 | PC | 0 | PC |  | 0 | 27 | 0 | PC | F |  | 0 | PC | 2019-12-05 |  | Z2 |  | 8541.10.22 |  |  |  | 1 | 1 | PC |  |  | PC |  | 1000 |  | 1 | C
FBRLAL60000112 | 652-SMAJ5.0CA | TVS DIODE 5VWM SMD | 275A | BC1 |  | ZBC1 |  | ZROH | 2100 | W002 | PD | MG5200 | P01 | WB | 0 | PC | 0 | PC |  | 0 | 27 | 0 | PC | F |  | 0 | PC | 2019-12-05 |  | Z2 |  | 8541.10.22 |  |  |  | 1 | 1 | EA |  |  | PC |  | 1000 |  | 1 | C
FBRLAL60000112 | 652-SMAJ5.0CA | TVS DIODE 5VWM SMD | 275A | BC1 |  | ZBC1 |  | ZROH | 2100 | W002 | PD | MG5200 | P01 | WB | 0 | PC | 0 | PC |  | 0 | 27 | 0 | PC | F |  | 0 | PC | 2019-12-05 |  | Z2 |  | 8541.10.22 |  |  |  | 1 | 1 | PC |  |  | PC |  | 1000 |  | 1 | C
FBRLAL60000113 | 67R1574 | TVS DIODE 5VWM SMD | 275A | BC1 |  | ZBC1 |  | ZROH | 2100 | W002 | PD | MG5200 | P01 | WB | 0 | PC | 0 | PC |  | 0 | 27 | 0 | PC | F |  | 0 | PC | 2019-12-05 |  | Z2 |  | 8541.10.22 |  |  |  | 1 | 1 | EA |  |  | PC |  | 1000 |  | 1 | C
FBRLAL60000113 | 67R1574 | TVS DIODE 5VWM SMD | 275A | BC1 |  | ZBC1 |  | ZROH | 2100 | W002 | PD | MG5200 | P01 | WB | 0 | PC | 0 | PC |  | 0 | 27 | 0 | PC | F |  | 0 | PC | 2019-12-05 |  | Z2 |  | 8541.10.22 |  |  |  | 1 | 1 | PC |  |  | PC |  | 1000 |  | 1 | C
FBRLAL60000114 | RS1M | DIODE GEN PURP 1KV 1A SMA | 275A | BC1 |  | ZBC1 |  | ZROH | 2100 | W002 | PD | MG5200 | P01 | WB | 0 | PC | 0 | PC |  | 0 | 27 | 0 | PC | F |  | 0 | PC | 2019-12-05 |  | Z2 |  | 8541.10.22 |  |  |  | 1 | 1 | EA |  |  | PC | 425.72 | 1000 |  | 1 | B
FBRLAL60000114 | RS1M | DIODE GEN PURP 1KV 1A SMA | 275A | BC1 |  | ZBC1 |  | ZROH | 2100 | W002 | PD | MG5200 | P01 | WB | 0 | PC | 0 | PC |  | 0 | 27 | 0 | PC | F |  | 0 | PC | 2019-12-05 |  | Z2 |  | 8541.10.22 |  |  |  | 1 | 1 | PC |  |  | PC | 425.72 | 1000 |  | 1 | B
FBRLAL60000115 | RS1MFSCT-ND | DIODE GEN PURP 1KV 1A SMA | 275A | BC1 |  | ZBC1 |  | ZROH | 2100 | W002 | PD | MG5200 | P01 | WB | 0 | PC | 0 | PC |  | 0 | 27 | 0 | PC | F |  | 0 | PC | 2019-12-05 |  | Z2 |  | 8541.10.22 |  |  |  | 1 | 1 | EA |  |  | PC |  | 1000 |  | 1 | C
FBRLAL60000115 | RS1MFSCT-ND | DIODE GEN PURP 1KV 1A SMA | 275A | BC1 |  | ZBC1 |  | ZROH | 2100 | W002 | PD | MG5200 | P01 | WB | 0 | PC | 0 | PC |  | 0 | 27 | 0 | PC | F |  | 0 | PC | 2019-12-05 |  | Z2 |  | 8541.10.22 |  |  |  | 1 | 1 | PC |  |  | PC |  | 1000 |  | 1 | C
FBRLAL60000116 | SMBJ33CA | TVS DIODE 33V 53.3V DO214AA | 275A | BC1 |  | ZBC1 |  | ZROH | 2100 | W002 | PD | MG5200 | P01 | WB | 0 | PC | 0 | PC |  | 0 | 27 | 0 | PC | F |  | 0 | PC | 2019-12-05 |  | Z2 |  | 8541.10.22 |  |  |  | 1 | 1 | EA |  |  | PC | 958.33 | 1000 |  | 1 | C
FBRLAL60000116 | SMBJ33CA | TVS DIODE 33V 53.3V DO214AA | 275A | BC1 |  | ZBC1 |  | ZROH | 2100 | W002 | PD | MG5200 | P01 | WB | 0 | PC | 0 | PC |  | 0 | 27 | 0 | PC | F |  | 0 | PC | 2019-12-05 |  | Z2 |  | 8541.10.22 |  |  |  | 1 | 1 | PC |  |  | PC | 958.33 | 1000 |  | 1 | C
FBRLAL60000126 | SWI15-15-E-P5 | 15V 15W AC/DC External Wall Mount Adapte | 275A | BC1 |  | ZBC1 |  | ZROH | 2100 | W002 | PD | MG6300 | P01 | WB | 0 | PC | 0 | PC |  | 0 | 27 | 0 | PC | F |  | 0 | PC | 2019-12-05 |  | Z2 |  | 8504.40.21 |  |  |  | 1 | 1 | EA |  |  | PC | 58274.5 | 1000 |  | 1 | A
FBRLAL60000126 | SWI15-15-E-P5 | 15V 15W AC/DC External Wall Mount Adapte | 275A | BC1 |  | ZBC1 |  | ZROH | 2100 | W002 | PD | MG6300 | P01 | WB | 0 | PC | 0 | PC |  | 0 | 27 | 0 | PC | F |  | 0 | PC | 2019-12-05 |  | Z2 |  | 8504.40.21 |  |  |  | 1 | 1 | PC |  |  | PC | 58274.5 | 1000 |  | 1 | A
FBRLAL60000136 | 445-6761-1-ND | 6.8µH Shielded Multilayer Inductor 550mA | 275A | BC1 |  | ZBC1 |  | ZROH | 2100 | W002 | PD | MG6300 | P01 | WB | 0 | PC | 0 | PC |  | 0 | 27 | 0 | PC | F |  | 0 | PC | 2019-12-05 |  | Z2 |  | 8504.50.00 |  |  |  | 1 | 1 | EA |  |  | PC |  | 1000 |  | 1 | C
FBRLAL60000136 | 445-6761-1-ND | 6.8µH Shielded Multilayer Inductor 550mA | 275A | BC1 |  | ZBC1 |  | ZROH | 2100 | W002 | PD | MG6300 | P01 | WB | 0 | PC | 0 | PC |  | 0 | 27 | 0 | PC | F |  | 0 | PC | 2019-12-05 |  | Z2 |  | 8504.50.00 |  |  |  | 1 | 1 | PC |  |  | PC |  | 1000 |  | 1 | C
FBRLAL60000137 | 810-MLZ2012N6R8LT000 | 6.8µH Shielded Multilayer Inductor 550mA | 275A | BC1 |  | ZBC1 |  | ZROH | 2100 | W002 | PD | MG6300 | P01 | WB | 0 | PC | 0 | PC |  | 0 | 27 | 0 | PC | F |  | 0 | PC | 2019-12-05 |  | Z2 |  | 8504.50.00 |  |  |  | 1 | 1 | EA |  |  | PC |  | 1000 |  | 1 | C
FBRLAL60000137 | 810-MLZ2012N6R8LT000 | 6.8µH Shielded Multilayer Inductor 550mA | 275A | BC1 |  | ZBC1 |  | ZROH | 2100 | W002 | PD | MG6300 | P01 | WB | 0 | PC | 0 | PC |  | 0 | 27 | 0 | PC | F |  | 0 | PC | 2019-12-05 |  | Z2 |  | 8504.50.00 |  |  |  | 1 | 1 | PC |  |  | PC |  | 1000 |  | 1 | C
FBRLAL60000138 | 45W3689 | 6.8µH Shielded Multilayer Inductor 550mA | 275A | BC1 |  | ZBC1 |  | ZROH | 2100 | W002 | PD | MG6300 | P01 | WB | 0 | PC | 0 | PC |  | 0 | 27 | 0 | PC | F |  | 0 | PC | 2019-12-05 |  | Z2 |  | 8504.50.00 |  |  |  | 1 | 1 | EA |  |  | PC |  | 1000 |  | 1 | C
FBRLAL60000138 | 45W3689 | 6.8µH Shielded Multilayer Inductor 550mA | 275A | BC1 |  | ZBC1 |  | ZROH | 2100 | W002 | PD | MG6300 | P01 | WB | 0 | PC | 0 | PC |  | 0 | 27 | 0 | PC | F |  | 0 | PC | 2019-12-05 |  | Z2 |  | 8504.50.00 |  |  |  | 1 | 1 | PC |  |  | PC |  | 1000 |  | 1 | C
FBRLAL60000139 | LQH32CN4R7M23L | FIXED IND 4.7UH 450MA 200 MOHM | 275A | BC1 |  | ZBC1 |  | ZROH | 2100 | W002 | PD | MG6300 | P01 | WB | 0 | PC | 0 | PC |  | 0 | 27 | 0 | PC | F |  | 0 | PC | 2019-12-05 |  | Z2 |  | 8504.50.00 |  |  |  | 1 | 1 | EA |  |  | PC | 873.37 | 1000 |  | 1 | B
FBRLAL60000139 | LQH32CN4R7M23L | FIXED IND 4.7UH 450MA 200 MOHM | 275A | BC1 |  | ZBC1 |  | ZROH | 2100 | W002 | PD | MG6300 | P01 | WB | 0 | PC | 0 | PC |  | 0 | 27 | 0 | PC | F |  | 0 | PC | 2019-12-05 |  | Z2 |  | 8504.50.00 |  |  |  | 1 | 1 | PC |  |  | PC | 873.37 | 1000 |  | 1 | B
FBRLAL60000140 | 490-2495-1-ND | FIXED IND 4.7UH 450MA 200 MOHM | 275A | BC1 |  | ZBC1 |  | ZROH | 2100 | W002 | PD | MG6300 | P01 | WB | 0 | PC | 0 | PC |  | 0 | 27 | 0 | PC | F |  | 0 | PC | 2019-12-05 |  | Z2 |  | 8504.50.00 |  |  |  | 1 | 1 | EA |  |  | PC |  | 1000 |  | 1 | C
FBRLAL60000140 | 490-2495-1-ND | FIXED IND 4.7UH 450MA 200 MOHM | 275A | BC1 |  | ZBC1 |  | ZROH | 2100 | W002 | PD | MG6300 | P01 | WB | 0 | PC | 0 | PC |  | 0 | 27 | 0 | PC | F |  | 0 | PC | 2019-12-05 |  | Z2 |  | 8504.50.00 |  |  |  | 1 | 1 | PC |  |  | PC |  | 1000 |  | 1 | C
FBRLAL60000141 | LQH3NPZ100MMEL | FIXED IND 10UH 1.28A 228 MOHM | 275A | BC1 |  | ZBC1 |  | ZROH | 2100 | W002 | PD | MG6300 | P01 | WB | 0 | PC | 0 | PC |  | 0 | 27 | 0 | PC | F |  | 0 | PC | 2019-12-05 |  | Z2 |  | 8504.50.00 |  |  |  | 1 | 1 | EA |  |  | PC | 1216.29 | 1000 |  | 1 | C
FBRLAL60000141 | LQH3NPZ100MMEL | FIXED IND 10UH 1.28A 228 MOHM | 275A | BC1 |  | ZBC1 |  | ZROH | 2100 | W002 | PD | MG6300 | P01 | WB | 0 | PC | 0 | PC |  | 0 | 27 | 0 | PC | F |  | 0 | PC | 2019-12-05 |  | Z2 |  | 8504.50.00 |  |  |  | 1 | 1 | PC |  |  | PC | 1216.29 | 1000 |  | 1 | C
FBRLAL60000142 | 490-15968-1-ND | FIXED IND 10UH 1.28A 228 MOHM | 275A | BC1 |  | ZBC1 |  | ZROH | 2100 | W002 | PD | MG6300 | P01 | WB | 0 | PC | 0 | PC |  | 0 | 27 | 0 | PC | F |  | 0 | PC | 2019-12-05 |  | Z2 |  | 8504.50.00 |  |  |  | 1 | 1 | EA |  |  | PC |  | 1000 |  | 1 | C
FBRLAL60000142 | 490-15968-1-ND | FIXED IND 10UH 1.28A 228 MOHM | 275A | BC1 |  | ZBC1 |  | ZROH | 2100 | W002 | PD | MG6300 | P01 | WB | 0 | PC | 0 | PC |  | 0 | 27 | 0 | PC | F |  | 0 | PC | 2019-12-05 |  | Z2 |  | 8504.50.00 |  |  |  | 1 | 1 | PC |  |  | PC |  | 1000 |  | 1 | C
FBRLAL60000135 | MLZ2012N6R8LT000 | 6.8µH Shielded Multilayer Inductor 550mA | 275A | BC1 |  | ZBC1 |  | ZROH | 2100 | W002 | PD | MG6300 | P01 | WB | 0 | PC | 0 | PC |  | 0 | 27 | 0 | PC | F |  | 0 | PC | 2019-12-05 |  | Z2 |  | 8504.50.00 |  |  |  | 1 | 1 | EA |  |  | PC | 569 | 1000 |  | 1 | C
FBRLAL60000135 | MLZ2012N6R8LT000 | 6.8µH Shielded Multilayer Inductor 550mA | 275A | BC1 |  | ZBC1 |  | ZROH | 2100 | W002 | PD | MG6300 | P01 | WB | 0 | PC | 0 | PC |  | 0 | 27 | 0 | PC | F |  | 0 | PC | 2019-12-05 |  | Z2 |  | 8504.50.00 |  |  |  | 1 | 1 | PC |  |  | PC | 569 | 1000 |  | 1 | C
FBRLAL60000127 | 102-4165-ND | 15V 15W AC/DC External Wall Mount Adapte | 275A | BC1 |  | ZBC1 |  | ZROH | 2100 | W002 | PD | MG6300 | P01 | WB | 0 | PC | 0 | PC |  | 0 | 27 | 0 | PC | F |  | 0 | PC | 2019-12-05 |  | Z2 |  | 8504.40.21 |  |  |  | 1 | 1 | EA |  |  | PC |  | 1000 |  | 1 | C
FBRLAL60000127 | 102-4165-ND | 15V 15W AC/DC External Wall Mount Adapte | 275A | BC1 |  | ZBC1 |  | ZROH | 2100 | W002 | PD | MG6300 | P01 | WB | 0 | PC | 0 | PC |  | 0 | 27 | 0 | PC | F |  | 0 | PC | 2019-12-05 |  | Z2 |  | 8504.40.21 |  |  |  | 1 | 1 | PC |  |  | PC |  | 1000 |  | 1 | C
FBRLAL60000128 | 490-SWI15-15-E-P5 | 15V 15W AC/DC External Wall Mount Adapte | 275A | BC1 |  | ZBC1 |  | ZROH | 2100 | W002 | PD | MG6300 | P01 | WB | 0 | PC | 0 | PC |  | 0 | 27 | 0 | PC | F |  | 0 | PC | 2019-12-05 |  | Z2 |  | 8504.40.21 |  |  |  | 1 | 1 | EA |  |  | PC |  | 1000 |  | 1 | C
FBRLAL60000128 | 490-SWI15-15-E-P5 | 15V 15W AC/DC External Wall Mount Adapte | 275A | BC1 |  | ZBC1 |  | ZROH | 2100 | W002 | PD | MG6300 | P01 | WB | 0 | PC | 0 | PC |  | 0 | 27 | 0 | PC | F |  | 0 | PC | 2019-12-05 |  | Z2 |  | 8504.40.21 |  |  |  | 1 | 1 | PC |  |  | PC |  | 1000 |  | 1 | C
FBRLAL60000129 | NR8040T100M | FIXED IND 10UH 3.1A 44.2 mOHM SMD | 275A | BC1 |  | ZBC1 |  | ZROH | 2100 | W002 | PD | MG6300 | P01 | WB | 0 | PC | 0 | PC |  | 0 | 27 | 0 | PC | F |  | 0 | PC | 2019-12-05 |  | Z2 |  | 8504.50.00 |  |  |  | 1 | 1 | EA |  |  | PC | 2462.57 | 1000 |  | 1 | C
FBRLAL60000129 | NR8040T100M | FIXED IND 10UH 3.1A 44.2 mOHM SMD | 275A | BC1 |  | ZBC1 |  | ZROH | 2100 | W002 | PD | MG6300 | P01 | WB | 0 | PC | 0 | PC |  | 0 | 27 | 0 | PC | F |  | 0 | PC | 2019-12-05 |  | Z2 |  | 8504.50.00 |  |  |  | 1 | 1 | PC |  |  | PC | 2462.57 | 1000 |  | 1 | C
FBRLAL60000130 | 587-2001-1-ND | FIXED IND 10UH 3.1A 44.2 mOHM SMD | 275A | BC1 |  | ZBC1 |  | ZROH | 2100 | W002 | PD | MG6300 | P01 | WB | 0 | PC | 0 | PC |  | 0 | 27 | 0 | PC | F |  | 0 | PC | 2019-12-05 |  | Z2 |  | 8504.50.00 |  |  |  | 1 | 1 | EA |  |  | PC |  | 1000 |  | 1 | C
FBRLAL60000130 | 587-2001-1-ND | FIXED IND 10UH 3.1A 44.2 mOHM SMD | 275A | BC1 |  | ZBC1 |  | ZROH | 2100 | W002 | PD | MG6300 | P01 | WB | 0 | PC | 0 | PC |  | 0 | 27 | 0 | PC | F |  | 0 | PC | 2019-12-05 |  | Z2 |  | 8504.50.00 |  |  |  | 1 | 1 | PC |  |  | PC |  | 1000 |  | 1 | C
FBRLAL60000131 | 963-NR8040T100M | FIXED IND 10UH 3.1A 44.2 mOHM SMD | 275A | BC1 |  | ZBC1 |  | ZROH | 2100 | W002 | PD | MG6300 | P01 | WB | 0 | PC | 0 | PC |  | 0 | 27 | 0 | PC | F |  | 0 | PC | 2019-12-05 |  | Z2 |  | 8504.50.00 |  |  |  | 1 | 1 | EA |  |  | PC |  | 1000 |  | 1 | C
FBRLAL60000131 | 963-NR8040T100M | FIXED IND 10UH 3.1A 44.2 mOHM SMD | 275A | BC1 |  | ZBC1 |  | ZROH | 2100 | W002 | PD | MG6300 | P01 | WB | 0 | PC | 0 | PC |  | 0 | 27 | 0 | PC | F |  | 0 | PC | 2019-12-05 |  | Z2 |  | 8504.50.00 |  |  |  | 1 | 1 | PC |  |  | PC |  | 1000 |  | 1 | C
FBRLAL60000132 | 24T3466 | FIXED IND 10UH 3.1A 44.2 mOHM SMD | 275A | BC1 |  | ZBC1 |  | ZROH | 2100 | W002 | PD | MG6300 | P01 | WB | 0 | PC | 0 | PC |  | 0 | 27 | 0 | PC | F |  | 0 | PC | 2019-12-05 |  | Z2 |  | 8504.50.00 |  |  |  | 1 | 1 | EA |  |  | PC |  | 1000 |  | 1 | C
FBRLAL60000132 | 24T3466 | FIXED IND 10UH 3.1A 44.2 mOHM SMD | 275A | BC1 |  | ZBC1 |  | ZROH | 2100 | W002 | PD | MG6300 | P01 | WB | 0 | PC | 0 | PC |  | 0 | 27 | 0 | PC | F |  | 0 | PC | 2019-12-05 |  | Z2 |  | 8504.50.00 |  |  |  | 1 | 1 | PC |  |  | PC |  | 1000 |  | 1 | C
FBRLAL60000133 | TYS50404R7N-10 | FIXED IND 4.7UH 3A 30 MOHM SMD | 275A | BC1 |  | ZBC1 |  | ZROH | 2100 | W002 | PD | MG6300 | P01 | WB | 0 | PC | 0 | PC |  | 0 | 27 | 0 | PC | F |  | 0 | PC | 2019-12-05 |  | Z2 |  | 8504.50.00 |  |  |  | 1 | 1 | EA |  |  | PC | 1572.76 | 1000 |  | 1 | A
FBRLAL60000133 | TYS50404R7N-10 | FIXED IND 4.7UH 3A 30 MOHM SMD | 275A | BC1 |  | ZBC1 |  | ZROH | 2100 | W002 | PD | MG6300 | P01 | WB | 0 | PC | 0 | PC |  | 0 | 27 | 0 | PC | F |  | 0 | PC | 2019-12-05 |  | Z2 |  | 8504.50.00 |  |  |  | 1 | 1 | PC |  |  | PC | 1572.76 | 1000 |  | 1 | A
FBRLAL60000134 | 240-2717-1-ND | FIXED IND 4.7UH 3A 30 MOHM SMD | 275A | BC1 |  | ZBC1 |  | ZROH | 2100 | W002 | PD | MG6300 | P01 | WB | 0 | PC | 0 | PC |  | 0 | 27 | 0 | PC | F |  | 0 | PC | 2019-12-05 |  | Z2 |  | 8504.50.00 |  |  |  | 1 | 1 | EA |  |  | PC |  | 1000 |  | 1 | C
FBRLAL60000134 | 240-2717-1-ND | FIXED IND 4.7UH 3A 30 MOHM SMD | 275A | BC1 |  | ZBC1 |  | ZROH | 2100 | W002 | PD | MG6300 | P01 | WB | 0 | PC | 0 | PC |  | 0 | 27 | 0 | PC | F |  | 0 | PC | 2019-12-05 |  | Z2 |  | 8504.50.00 |  |  |  | 1 | 1 | PC |  |  | PC |  | 1000 |  | 1 | C
FBRLAL60000108 | 855-M7566-05 | OPEN TOP JUMPER SOCKET MULTI-00E | 275A | BC1 |  | ZBC1 |  | ZROH | 2100 | W002 | PD | MG3400 | P01 | WB | 0 | PC | 0 | PC |  | 0 | 27 | 0 | PC | F |  | 0 | PC | 2019-12-05 |  | Z2 |  | 8536.90.90 |  |  |  | 1 | 1 | EA |  |  | PC |  | 1000 |  | 1 | C
FBRLAL60000108 | 855-M7566-05 | OPEN TOP JUMPER SOCKET MULTI-00E | 275A | BC1 |  | ZBC1 |  | ZROH | 2100 | W002 | PD | MG3400 | P01 | WB | 0 | PC | 0 | PC |  | 0 | 27 | 0 | PC | F |  | 0 | PC | 2019-12-05 |  | Z2 |  | 8536.90.90 |  |  |  | 1 | 1 | PC |  |  | PC |  | 1000 |  | 1 | C
FBRLAL60000082 | 651-1985205 | 3 Position Wire to Board Terminal Block | 275A | BC1 |  | ZBC1 |  | ZROH | 2100 | W002 | PD | MG3400 | P01 | WB | 0 | PC | 0 | PC |  | 0 | 27 | 0 | PC | F |  | 0 | PC | 2019-12-05 |  | Z2 |  | 8536.90.40 |  |  |  | 1 | 1 | EA |  |  | PC |  | 1000 |  | 1 | C
FBRLAL60000082 | 651-1985205 | 3 Position Wire to Board Terminal Block | 275A | BC1 |  | ZBC1 |  | ZROH | 2100 | W002 | PD | MG3400 | P01 | WB | 0 | PC | 0 | PC |  | 0 | 27 | 0 | PC | F |  | 0 | PC | 2019-12-05 |  | Z2 |  | 8536.90.40 |  |  |  | 1 | 1 | PC |  |  | PC |  | 1000 |  | 1 | C
FBRLAL60000083 | 70R0041 | 3 Position Wire to Board Terminal Block | 275A | BC1 |  | ZBC1 |  | ZROH | 2100 | W002 | PD | MG3400 | P01 | WB | 0 | PC | 0 | PC |  | 0 | 27 | 0 | PC | F |  | 0 | PC | 2019-12-05 |  | Z2 |  | 8536.90.40 |  |  |  | 1 | 1 | EA |  |  | PC |  | 1000 |  | 1 | C
FBRLAL60000083 | 70R0041 | 3 Position Wire to Board Terminal Block | 275A | BC1 |  | ZBC1 |  | ZROH | 2100 | W002 | PD | MG3400 | P01 | WB | 0 | PC | 0 | PC |  | 0 | 27 | 0 | PC | F |  | 0 | PC | 2019-12-05 |  | Z2 |  | 8536.90.40 |  |  |  | 1 | 1 | PC |  |  | PC |  | 1000 |  | 1 | C
FBRLAL60000084 | 61300611121 | CONN HEADER 40POS SGL STR GOLD | 275A | BC1 |  | ZBC1 |  | ZROH | 2100 | W002 | PD | MG3400 | P01 | WB | 0 | PC | 0 | PC |  | 0 | 27 | 0 | PC | F |  | 0 | PC | 2019-12-05 |  | Z2 |  | 8536.90.40 |  |  |  | 1 | 1 | EA |  |  | PC | 1823.32 | 1000 |  | 1 | B
FBRLAL60000084 | 61300611121 | CONN HEADER 40POS SGL STR GOLD | 275A | BC1 |  | ZBC1 |  | ZROH | 2100 | W002 | PD | MG3400 | P01 | WB | 0 | PC | 0 | PC |  | 0 | 27 | 0 | PC | F |  | 0 | PC | 2019-12-05 |  | Z2 |  | 8536.90.40 |  |  |  | 1 | 1 | PC |  |  | PC | 1823.32 | 1000 |  | 1 | B
FBRLAL60000085 | 732-5319-ND | CONN HEADER 40POS SGL STR GOLD | 275A | BC1 |  | ZBC1 |  | ZROH | 2100 | W002 | PD | MG3400 | P01 | WB | 0 | PC | 0 | PC |  | 0 | 27 | 0 | PC | F |  | 0 | PC | 2019-12-05 |  | Z2 |  | 8536.90.40 |  |  |  | 1 | 1 | EA |  |  | PC |  | 1000 |  | 1 | C
FBRLAL60000085 | 732-5319-ND | CONN HEADER 40POS SGL STR GOLD | 275A | BC1 |  | ZBC1 |  | ZROH | 2100 | W002 | PD | MG3400 | P01 | WB | 0 | PC | 0 | PC |  | 0 | 27 | 0 | PC | F |  | 0 | PC | 2019-12-05 |  | Z2 |  | 8536.90.40 |  |  |  | 1 | 1 | PC |  |  | PC |  | 1000 |  | 1 | C
FBRLAL60000086 | 710-61300611121 | CONN HEADER 40POS SGL STR GOLD | 275A | BC1 |  | ZBC1 |  | ZROH | 2100 | W002 | PD | MG3400 | P01 | WB | 0 | PC | 0 | PC |  | 0 | 27 | 0 | PC | F |  | 0 | PC | 2019-12-05 |  | Z2 |  | 8536.90.40 |  |  |  | 1 | 1 | EA |  |  | PC |  | 1000 |  | 1 | C
FBRLAL60000086 | 710-61300611121 | CONN HEADER 40POS SGL STR GOLD | 275A | BC1 |  | ZBC1 |  | ZROH | 2100 | W002 | PD | MG3400 | P01 | WB | 0 | PC | 0 | PC |  | 0 | 27 | 0 | PC | F |  | 0 | PC | 2019-12-05 |  | Z2 |  | 8536.90.40 |  |  |  | 1 | 1 | PC |  |  | PC |  | 1000 |  | 1 | C
FBRLAL60000087 | 20X0957 | CONN HEADER 40POS SGL STR GOLD | 275A | BC1 |  | ZBC1 |  | ZROH | 2100 | W002 | PD | MG3400 | P01 | WB | 0 | PC | 0 | PC |  | 0 | 27 | 0 | PC | F |  | 0 | PC | 2019-12-05 |  | Z2 |  | 8536.90.40 |  |  |  | 1 | 1 | EA |  |  | PC |  | 1000 |  | 1 | C
FBRLAL60000087 | 20X0957 | CONN HEADER 40POS SGL STR GOLD | 275A | BC1 |  | ZBC1 |  | ZROH | 2100 | W002 | PD | MG3400 | P01 | WB | 0 | PC | 0 | PC |  | 0 | 27 | 0 | PC | F |  | 0 | PC | 2019-12-05 |  | Z2 |  | 8536.90.40 |  |  |  | 1 | 1 | PC |  |  | PC |  | 1000 |  | 1 | C
FBRLAL60000088 | 61300311121 | CONN HEADER 3 POS 2.54 | 275A | BC1 |  | ZBC1 |  | ZROH | 2100 | W002 | PD | MG3400 | P01 | WB | 0 | PC | 0 | PC |  | 0 | 27 | 0 | PC | F |  | 0 | PC | 2019-12-05 |  | Z2 |  | 8536.90.40 |  |  |  | 1 | 1 | EA |  |  | PC | 1458.83 | 1000 |  | 1 | D
FBRLAL60000088 | 61300311121 | CONN HEADER 3 POS 2.54 | 275A | BC1 |  | ZBC1 |  | ZROH | 2100 | W002 | PD | MG3400 | P01 | WB | 0 | PC | 0 | PC |  | 0 | 27 | 0 | PC | F |  | 0 | PC | 2019-12-05 |  | Z2 |  | 8536.90.40 |  |  |  | 1 | 1 | PC |  |  | PC | 1458.83 | 1000 |  | 1 | D
FBRLAL60000089 | 732-5316-ND | CONN HEADER 3 POS 2.54 | 275A | BC1 |  | ZBC1 |  | ZROH | 2100 | W002 | PD | MG3400 | P01 | WB | 0 | PC | 0 | PC |  | 0 | 27 | 0 | PC | F |  | 0 | PC | 2019-12-05 |  | Z2 |  | 8536.90.40 |  |  |  | 1 | 1 | EA |  |  | PC |  | 1000 |  | 1 | C
FBRLAL60000089 | 732-5316-ND | CONN HEADER 3 POS 2.54 | 275A | BC1 |  | ZBC1 |  | ZROH | 2100 | W002 | PD | MG3400 | P01 | WB | 0 | PC | 0 | PC |  | 0 | 27 | 0 | PC | F |  | 0 | PC | 2019-12-05 |  | Z2 |  | 8536.90.40 |  |  |  | 1 | 1 | PC |  |  | PC |  | 1000 |  | 1 | C
FBRLAL60000081 | 277-1623-ND | 3 Position Wire to Board Terminal Block | 275A | BC1 |  | ZBC1 |  | ZROH | 2100 | W002 | PD | MG3400 | P01 | WB | 0 | PC | 0 | PC |  | 0 | 27 | 0 | PC | F |  | 0 | PC | 2019-12-05 |  | Z2 |  | 8536.90.40 |  |  |  | 1 | 1 | EA |  |  | PC |  | 1000 |  | 1 | C
FBRLAL60000081 | 277-1623-ND | 3 Position Wire to Board Terminal Block | 275A | BC1 |  | ZBC1 |  | ZROH | 2100 | W002 | PD | MG3400 | P01 | WB | 0 | PC | 0 | PC |  | 0 | 27 | 0 | PC | F |  | 0 | PC | 2019-12-05 |  | Z2 |  | 8536.90.40 |  |  |  | 1 | 1 | PC |  |  | PC |  | 1000 |  | 1 | C
FBRLAL60000073 | C0603C689C5GACTU | 6.8pF ±0.25pF 50V Ceramic Capacitor C0G, | 275A | BC1 |  | ZBC1 |  | ZROH | 2100 | W002 | PD | MG6200 | P01 | WB | 0 | PC | 0 | PC |  | 0 | 27 | 0 | PC | F |  | 0 | PC | 2019-12-05 |  | Z2 |  | 8532.24.10 |  |  |  | 1 | 1 | EA |  |  | PC | 291.71 | 1000 |  | 1 | C
FBRLAL60000073 | C0603C689C5GACTU | 6.8pF ±0.25pF 50V Ceramic Capacitor C0G, | 275A | BC1 |  | ZBC1 |  | ZROH | 2100 | W002 | PD | MG6200 | P01 | WB | 0 | PC | 0 | PC |  | 0 | 27 | 0 | PC | F |  | 0 | PC | 2019-12-05 |  | Z2 |  | 8532.24.10 |  |  |  | 1 | 1 | PC |  |  | PC | 291.71 | 1000 |  | 1 | C
FBRLAL60000074 | 399-7956-1-ND | 6.8pF ±0.25pF 50V Ceramic Capacitor C0G, | 275A | BC1 |  | ZBC1 |  | ZROH | 2100 | W002 | PD | MG6200 | P01 | WB | 0 | PC | 0 | PC |  | 0 | 27 | 0 | PC | F |  | 0 | PC | 2019-12-05 |  | Z2 |  | 8532.24.10 |  |  |  | 1 | 1 | EA |  |  | PC |  | 1000 |  | 1 | C
FBRLAL60000074 | 399-7956-1-ND | 6.8pF ±0.25pF 50V Ceramic Capacitor C0G, | 275A | BC1 |  | ZBC1 |  | ZROH | 2100 | W002 | PD | MG6200 | P01 | WB | 0 | PC | 0 | PC |  | 0 | 27 | 0 | PC | F |  | 0 | PC | 2019-12-05 |  | Z2 |  | 8532.24.10 |  |  |  | 1 | 1 | PC |  |  | PC |  | 1000 |  | 1 | C
FBRLAL60000075 | 80-C0603C689C5G | 6.8pF ±0.25pF 50V Ceramic Capacitor C0G, | 275A | BC1 |  | ZBC1 |  | ZROH | 2100 | W002 | PD | MG6200 | P01 | WB | 0 | PC | 0 | PC |  | 0 | 27 | 0 | PC | F |  | 0 | PC | 2019-12-05 |  | Z2 |  | 8532.24.10 |  |  |  | 1 | 1 | EA |  |  | PC |  | 1000 |  | 1 | C
FBRLAL60000075 | 80-C0603C689C5G | 6.8pF ±0.25pF 50V Ceramic Capacitor C0G, | 275A | BC1 |  | ZBC1 |  | ZROH | 2100 | W002 | PD | MG6200 | P01 | WB | 0 | PC | 0 | PC |  | 0 | 27 | 0 | PC | F |  | 0 | PC | 2019-12-05 |  | Z2 |  | 8532.24.10 |  |  |  | 1 | 1 | PC |  |  | PC |  | 1000 |  | 1 | C
FBRLAL60000076 | CC0603CRNPO9BN5R0 | 5pF ±0.25pF 50V Ceramic Capacitor C0G, N | 275A | BC1 |  | ZBC1 |  | ZROH | 2100 | W002 | PD | MG6200 | P01 | WB | 0 | PC | 0 | PC |  | 0 | 27 | 0 | PC | F |  | 0 | PC | 2019-12-05 |  | Z2 |  | 8532.24.10 |  |  |  | 1 | 1 | EA |  |  | PC | 190.39 | 1000 |  | 1 | C
FBRLAL60000076 | CC0603CRNPO9BN5R0 | 5pF ±0.25pF 50V Ceramic Capacitor C0G, N | 275A | BC1 |  | ZBC1 |  | ZROH | 2100 | W002 | PD | MG6200 | P01 | WB | 0 | PC | 0 | PC |  | 0 | 27 | 0 | PC | F |  | 0 | PC | 2019-12-05 |  | Z2 |  | 8532.24.10 |  |  |  | 1 | 1 | PC |  |  | PC | 190.39 | 1000 |  | 1 | C
FBRLAL60000077 | 311-1054-1-ND | 5pF ±0.25pF 50V Ceramic Capacitor C0G, N | 275A | BC1 |  | ZBC1 |  | ZROH | 2100 | W002 | PD | MG6200 | P01 | WB | 0 | PC | 0 | PC |  | 0 | 27 | 0 | PC | F |  | 0 | PC | 2019-12-05 |  | Z2 |  | 8532.24.10 |  |  |  | 1 | 1 | EA |  |  | PC |  | 1000 |  | 1 | C
FBRLAL60000077 | 311-1054-1-ND | 5pF ±0.25pF 50V Ceramic Capacitor C0G, N | 275A | BC1 |  | ZBC1 |  | ZROH | 2100 | W002 | PD | MG6200 | P01 | WB | 0 | PC | 0 | PC |  | 0 | 27 | 0 | PC | F |  | 0 | PC | 2019-12-05 |  | Z2 |  | 8532.24.10 |  |  |  | 1 | 1 | PC |  |  | PC |  | 1000 |  | 1 | C
FBRLAL60000078 | 603-C0603CRNPO9BN5R0 | 5pF ±0.25pF 50V Ceramic Capacitor C0G, N | 275A | BC1 |  | ZBC1 |  | ZROH | 2100 | W002 | PD | MG6200 | P01 | WB | 0 | PC | 0 | PC |  | 0 | 27 | 0 | PC | F |  | 0 | PC | 2019-12-05 |  | Z2 |  | 8532.24.10 |  |  |  | 1 | 1 | EA |  |  | PC |  | 1000 |  | 1 | C
FBRLAL60000078 | 603-C0603CRNPO9BN5R0 | 5pF ±0.25pF 50V Ceramic Capacitor C0G, N | 275A | BC1 |  | ZBC1 |  | ZROH | 2100 | W002 | PD | MG6200 | P01 | WB | 0 | PC | 0 | PC |  | 0 | 27 | 0 | PC | F |  | 0 | PC | 2019-12-05 |  | Z2 |  | 8532.24.10 |  |  |  | 1 | 1 | PC |  |  | PC |  | 1000 |  | 1 | C
FBRLAL60000079 | 65R7852 | 5pF ±0.25pF 50V Ceramic Capacitor C0G, N | 275A | BC1 |  | ZBC1 |  | ZROH | 2100 | W002 | PD | MG6200 | P01 | WB | 0 | PC | 0 | PC |  | 0 | 27 | 0 | PC | F |  | 0 | PC | 2019-12-05 |  | Z2 |  | 8532.24.10 |  |  |  | 1 | 1 | EA |  |  | PC |  | 1000 |  | 1 | C
FBRLAL60000079 | 65R7852 | 5pF ±0.25pF 50V Ceramic Capacitor C0G, N | 275A | BC1 |  | ZBC1 |  | ZROH | 2100 | W002 | PD | MG6200 | P01 | WB | 0 | PC | 0 | PC |  | 0 | 27 | 0 | PC | F |  | 0 | PC | 2019-12-05 |  | Z2 |  | 8532.24.10 |  |  |  | 1 | 1 | PC |  |  | PC |  | 1000 |  | 1 | C
FBRLAL60000080 | 1985205 | 3 Position Wire to Board Terminal Block | 275A | BC1 |  | ZBC1 |  | ZROH | 2100 | W002 | PD | MG3400 | P01 | WB | 0 | PC | 0 | PC |  | 0 | 27 | 0 | PC | F |  | 0 | PC | 2019-12-05 |  | Z2 |  | 8536.90.40 |  |  |  | 1 | 1 | EA |  |  | PC | 3131.76 | 1000 |  | 1 | C
FBRLAL60000080 | 1985205 | 3 Position Wire to Board Terminal Block | 275A | BC1 |  | ZBC1 |  | ZROH | 2100 | W002 | PD | MG3400 | P01 | WB | 0 | PC | 0 | PC |  | 0 | 27 | 0 | PC | F |  | 0 | PC | 2019-12-05 |  | Z2 |  | 8536.90.40 |  |  |  | 1 | 1 | PC |  |  | PC | 3131.76 | 1000 |  | 1 | C
FBRLAL60000090 | 710-61300311121 | CONN HEADER 3 POS 2.54 | 275A | BC1 |  | ZBC1 |  | ZROH | 2100 | W002 | PD | MG3400 | P01 | WB | 0 | PC | 0 | PC |  | 0 | 27 | 0 | PC | F |  | 0 | PC | 2019-12-05 |  | Z2 |  | 8536.90.40 |  |  |  | 1 | 1 | EA |  |  | PC |  | 1000 |  | 1 | C
FBRLAL60000090 | 710-61300311121 | CONN HEADER 3 POS 2.54 | 275A | BC1 |  | ZBC1 |  | ZROH | 2100 | W002 | PD | MG3400 | P01 | WB | 0 | PC | 0 | PC |  | 0 | 27 | 0 | PC | F |  | 0 | PC | 2019-12-05 |  | Z2 |  | 8536.90.40 |  |  |  | 1 | 1 | PC |  |  | PC |  | 1000 |  | 1 | C
FBRLAL60000100 | 1990067 | 8 Position Wire to Board Terminal Block | 275A | BC1 |  | ZBC1 |  | ZROH | 2100 | W002 | PD | MG3400 | P01 | WB | 0 | PC | 0 | PC |  | 0 | 27 | 0 | PC | F |  | 0 | PC | 2019-12-05 |  | Z2 |  | 8536.90.40 |  |  |  | 1 | 1 | EA |  |  | PC | 7061.13 | 1000 |  | 1 | B
FBRLAL60000100 | 1990067 | 8 Position Wire to Board Terminal Block | 275A | BC1 |  | ZBC1 |  | ZROH | 2100 | W002 | PD | MG3400 | P01 | WB | 0 | PC | 0 | PC |  | 0 | 27 | 0 | PC | F |  | 0 | PC | 2019-12-05 |  | Z2 |  | 8536.90.40 |  |  |  | 1 | 1 | PC |  |  | PC | 7061.13 | 1000 |  | 1 | B
FBRLAL60000101 | 277-1800-ND | 8 Position Wire to Board Terminal Block | 275A | BC1 |  | ZBC1 |  | ZROH | 2100 | W002 | PD | MG3400 | P01 | WB | 0 | PC | 0 | PC |  | 0 | 27 | 0 | PC | F |  | 0 | PC | 2019-12-05 |  | Z2 |  | 8536.90.40 |  |  |  | 1 | 1 | EA |  |  | PC |  | 1000 |  | 1 | C
FBRLAL60000101 | 277-1800-ND | 8 Position Wire to Board Terminal Block | 275A | BC1 |  | ZBC1 |  | ZROH | 2100 | W002 | PD | MG3400 | P01 | WB | 0 | PC | 0 | PC |  | 0 | 27 | 0 | PC | F |  | 0 | PC | 2019-12-05 |  | Z2 |  | 8536.90.40 |  |  |  | 1 | 1 | PC |  |  | PC |  | 1000 |  | 1 | C
FBRLAL60000102 | 651-1990067 | 8 Position Wire to Board Terminal Block | 275A | BC1 |  | ZBC1 |  | ZROH | 2100 | W002 | PD | MG3400 | P01 | WB | 0 | PC | 0 | PC |  | 0 | 27 | 0 | PC | F |  | 0 | PC | 2019-12-05 |  | Z2 |  | 8536.90.40 |  |  |  | 1 | 1 | EA |  |  | PC |  | 1000 |  | 1 | C
FBRLAL60000102 | 651-1990067 | 8 Position Wire to Board Terminal Block | 275A | BC1 |  | ZBC1 |  | ZROH | 2100 | W002 | PD | MG3400 | P01 | WB | 0 | PC | 0 | PC |  | 0 | 27 | 0 | PC | F |  | 0 | PC | 2019-12-05 |  | Z2 |  | 8536.90.40 |  |  |  | 1 | 1 | PC |  |  | PC |  | 1000 |  | 1 | C
FBRLAL60000103 | 70R0052 | 8 Position Wire to Board Terminal Block | 275A | BC1 |  | ZBC1 |  | ZROH | 2100 | W002 | PD | MG3400 | P01 | WB | 0 | PC | 0 | PC |  | 0 | 27 | 0 | PC | F |  | 0 | PC | 2019-12-05 |  | Z2 |  | 8536.90.40 |  |  |  | 1 | 1 | EA |  |  | PC |  | 1000 |  | 1 | C
FBRLAL60000103 | 70R0052 | 8 Position Wire to Board Terminal Block | 275A | BC1 |  | ZBC1 |  | ZROH | 2100 | W002 | PD | MG3400 | P01 | WB | 0 | PC | 0 | PC |  | 0 | 27 | 0 | PC | F |  | 0 | PC | 2019-12-05 |  | Z2 |  | 8536.90.40 |  |  |  | 1 | 1 | PC |  |  | PC |  | 1000 |  | 1 | C
FBRLAL60000104 | 22-28-4025 | CONN HEADER 2POS .100 VERT GOLD | 275A | BC1 |  | ZBC1 |  | ZROH | 2100 | W002 | PD | MG3400 | P01 | WB | 0 | PC | 0 | PC |  | 0 | 27 | 0 | PC | F |  | 0 | PC | 2019-12-05 |  | Z2 |  | 8536.90.40 |  |  |  | 1 | 1 | EA |  |  | PC | 474.64 | 1000 |  | 1 | B
FBRLAL60000104 | 22-28-4025 | CONN HEADER 2POS .100 VERT GOLD | 275A | BC1 |  | ZBC1 |  | ZROH | 2100 | W002 | PD | MG3400 | P01 | WB | 0 | PC | 0 | PC |  | 0 | 27 | 0 | PC | F |  | 0 | PC | 2019-12-05 |  | Z2 |  | 8536.90.40 |  |  |  | 1 | 1 | PC |  |  | PC | 474.64 | 1000 |  | 1 | B
FBRLAL60000105 | WM6440-ND | CONN HEADER 2POS .100 VERT GOLD | 275A | BC1 |  | ZBC1 |  | ZROH | 2100 | W002 | PD | MG3400 | P01 | WB | 0 | PC | 0 | PC |  | 0 | 27 | 0 | PC | F |  | 0 | PC | 2019-12-05 |  | Z2 |  | 8536.90.40 |  |  |  | 1 | 1 | EA |  |  | PC |  | 1000 |  | 1 | C
FBRLAL60000105 | WM6440-ND | CONN HEADER 2POS .100 VERT GOLD | 275A | BC1 |  | ZBC1 |  | ZROH | 2100 | W002 | PD | MG3400 | P01 | WB | 0 | PC | 0 | PC |  | 0 | 27 | 0 | PC | F |  | 0 | PC | 2019-12-05 |  | Z2 |  | 8536.90.40 |  |  |  | 1 | 1 | PC |  |  | PC |  | 1000 |  | 1 | C
FBRLAL60000106 | M7566-05 | OPEN TOP JUMPER SOCKET MULTI-00E | 275A | BC1 |  | ZBC1 |  | ZROH | 2100 | W002 | PD | MG3400 | P01 | WB | 0 | PC | 0 | PC |  | 0 | 27 | 0 | PC | F |  | 0 | PC | 2019-12-05 |  | Z2 |  | 8536.90.90 |  |  |  | 1 | 1 | EA |  |  | PC | 1307.37 | 1000 |  | 1 | C
FBRLAL60000106 | M7566-05 | OPEN TOP JUMPER SOCKET MULTI-00E | 275A | BC1 |  | ZBC1 |  | ZROH | 2100 | W002 | PD | MG3400 | P01 | WB | 0 | PC | 0 | PC |  | 0 | 27 | 0 | PC | F |  | 0 | PC | 2019-12-05 |  | Z2 |  | 8536.90.90 |  |  |  | 1 | 1 | PC |  |  | PC | 1307.37 | 1000 |  | 1 | C
FBRLAL60000107 | 952-2201-ND | OPEN TOP JUMPER SOCKET MULTI-00E | 275A | BC1 |  | ZBC1 |  | ZROH | 2100 | W002 | PD | MG3400 | P01 | WB | 0 | PC | 0 | PC |  | 0 | 27 | 0 | PC | F |  | 0 | PC | 2019-12-05 |  | Z2 |  | 8536.90.90 |  |  |  | 1 | 1 | EA |  |  | PC |  | 1000 |  | 1 | C
FBRLAL60000107 | 952-2201-ND | OPEN TOP JUMPER SOCKET MULTI-00E | 275A | BC1 |  | ZBC1 |  | ZROH | 2100 | W002 | PD | MG3400 | P01 | WB | 0 | PC | 0 | PC |  | 0 | 27 | 0 | PC | F |  | 0 | PC | 2019-12-05 |  | Z2 |  | 8536.90.90 |  |  |  | 1 | 1 | PC |  |  | PC |  | 1000 |  | 1 | C
FBRLAL60000099 | 32AC8252 | 2 Position Wire to Board Terminal Block | 275A | BC1 |  | ZBC1 |  | ZROH | 2100 | W002 | PD | MG3400 | P01 | WB | 0 | PC | 0 | PC |  | 0 | 27 | 0 | PC | F |  | 0 | PC | 2019-12-05 |  | Z2 |  | 8536.90.40 |  |  |  | 1 | 1 | EA |  |  | PC |  | 1000 |  | 1 | C
FBRLAL60000099 | 32AC8252 | 2 Position Wire to Board Terminal Block | 275A | BC1 |  | ZBC1 |  | ZROH | 2100 | W002 | PD | MG3400 | P01 | WB | 0 | PC | 0 | PC |  | 0 | 27 | 0 | PC | F |  | 0 | PC | 2019-12-05 |  | Z2 |  | 8536.90.40 |  |  |  | 1 | 1 | PC |  |  | PC |  | 1000 |  | 1 | C
FBRLAL60000091 | 20X0950 | CONN HEADER 3 POS 2.54 | 275A | BC1 |  | ZBC1 |  | ZROH | 2100 | W002 | PD | MG3400 | P01 | WB | 0 | PC | 0 | PC |  | 0 | 27 | 0 | PC | F |  | 0 | PC | 2019-12-05 |  | Z2 |  | 8536.90.40 |  |  |  | 1 | 1 | EA |  |  | PC |  | 1000 |  | 1 | C
FBRLAL60000091 | 20X0950 | CONN HEADER 3 POS 2.54 | 275A | BC1 |  | ZBC1 |  | ZROH | 2100 | W002 | PD | MG3400 | P01 | WB | 0 | PC | 0 | PC |  | 0 | 27 | 0 | PC | F |  | 0 | PC | 2019-12-05 |  | Z2 |  | 8536.90.40 |  |  |  | 1 | 1 | PC |  |  | PC |  | 1000 |  | 1 | C
FBRLAL60000092 | 67997-410HLF | CONN HEADER VERT 10POS 5X2 2.54MM R/A | 275A | BC1 |  | ZBC1 |  | ZROH | 2100 | W002 | PD | MG3400 | P01 | WB | 0 | PC | 0 | PC |  | 0 | 27 | 0 | PC | F |  | 0 | PC | 2019-12-05 |  | Z2 |  | 8536.90.40 |  |  |  | 1 | 1 | EA |  |  | PC | 778.02 | 1000 |  | 1 | D
FBRLAL60000092 | 67997-410HLF | CONN HEADER VERT 10POS 5X2 2.54MM R/A | 275A | BC1 |  | ZBC1 |  | ZROH | 2100 | W002 | PD | MG3400 | P01 | WB | 0 | PC | 0 | PC |  | 0 | 27 | 0 | PC | F |  | 0 | PC | 2019-12-05 |  | Z2 |  | 8536.90.40 |  |  |  | 1 | 1 | PC |  |  | PC | 778.02 | 1000 |  | 1 | D
FBRLAL60000093 | 609-3243-ND | CONN HEADER VERT 10POS 5X2 2.54MM R/A | 275A | BC1 |  | ZBC1 |  | ZROH | 2100 | W002 | PD | MG3400 | P01 | WB | 0 | PC | 0 | PC |  | 0 | 27 | 0 | PC | F |  | 0 | PC | 2019-12-05 |  | Z2 |  | 8536.90.40 |  |  |  | 1 | 1 | EA |  |  | PC |  | 1000 |  | 1 | C
FBRLAL60000093 | 609-3243-ND | CONN HEADER VERT 10POS 5X2 2.54MM R/A | 275A | BC1 |  | ZBC1 |  | ZROH | 2100 | W002 | PD | MG3400 | P01 | WB | 0 | PC | 0 | PC |  | 0 | 27 | 0 | PC | F |  | 0 | PC | 2019-12-05 |  | Z2 |  | 8536.90.40 |  |  |  | 1 | 1 | PC |  |  | PC |  | 1000 |  | 1 | C
FBRLAL60000094 | 649-67997-410HLF | CONN HEADER VERT 10POS 5X2 2.54MM R/A | 275A | BC1 |  | ZBC1 |  | ZROH | 2100 | W002 | PD | MG3400 | P01 | WB | 0 | PC | 0 | PC |  | 0 | 27 | 0 | PC | F |  | 0 | PC | 2019-12-05 |  | Z2 |  | 8536.90.40 |  |  |  | 1 | 1 | EA |  |  | PC |  | 1000 |  | 1 | C
FBRLAL60000094 | 649-67997-410HLF | CONN HEADER VERT 10POS 5X2 2.54MM R/A | 275A | BC1 |  | ZBC1 |  | ZROH | 2100 | W002 | PD | MG3400 | P01 | WB | 0 | PC | 0 | PC |  | 0 | 27 | 0 | PC | F |  | 0 | PC | 2019-12-05 |  | Z2 |  | 8536.90.40 |  |  |  | 1 | 1 | PC |  |  | PC |  | 1000 |  | 1 | C
FBRLAL60000095 | 33M7903 | CONN HEADER VERT 10POS 5X2 2.54MM R/A | 275A | BC1 |  | ZBC1 |  | ZROH | 2100 | W002 | PD | MG3400 | P01 | WB | 0 | PC | 0 | PC |  | 0 | 27 | 0 | PC | F |  | 0 | PC | 2019-12-05 |  | Z2 |  | 8536.90.40 |  |  |  | 1 | 1 | EA |  |  | PC |  | 1000 |  | 1 | C
FBRLAL60000095 | 33M7903 | CONN HEADER VERT 10POS 5X2 2.54MM R/A | 275A | BC1 |  | ZBC1 |  | ZROH | 2100 | W002 | PD | MG3400 | P01 | WB | 0 | PC | 0 | PC |  | 0 | 27 | 0 | PC | F |  | 0 | PC | 2019-12-05 |  | Z2 |  | 8536.90.40 |  |  |  | 1 | 1 | PC |  |  | PC |  | 1000 |  | 1 | C
FBRLAL60000096 | 1985195 | 2 Position Wire to Board Terminal Block | 275A | BC1 |  | ZBC1 |  | ZROH | 2100 | W002 | PD | MG3400 | P01 | WB | 0 | PC | 0 | PC |  | 0 | 27 | 0 | PC | F |  | 0 | PC | 2019-12-05 |  | Z2 |  | 8536.90.40 |  |  |  | 1 | 1 | EA |  |  | PC | 2652.78 | 1000 |  | 1 | C
FBRLAL60000096 | 1985195 | 2 Position Wire to Board Terminal Block | 275A | BC1 |  | ZBC1 |  | ZROH | 2100 | W002 | PD | MG3400 | P01 | WB | 0 | PC | 0 | PC |  | 0 | 27 | 0 | PC | F |  | 0 | PC | 2019-12-05 |  | Z2 |  | 8536.90.40 |  |  |  | 1 | 1 | PC |  |  | PC | 2652.78 | 1000 |  | 1 | C
FBRLAL60000097 | 277-1622-ND | 2 Position Wire to Board Terminal Block | 275A | BC1 |  | ZBC1 |  | ZROH | 2100 | W002 | PD | MG3400 | P01 | WB | 0 | PC | 0 | PC |  | 0 | 27 | 0 | PC | F |  | 0 | PC | 2019-12-05 |  | Z2 |  | 8536.90.40 |  |  |  | 1 | 1 | EA |  |  | PC |  | 1000 |  | 1 | C
FBRLAL60000097 | 277-1622-ND | 2 Position Wire to Board Terminal Block | 275A | BC1 |  | ZBC1 |  | ZROH | 2100 | W002 | PD | MG3400 | P01 | WB | 0 | PC | 0 | PC |  | 0 | 27 | 0 | PC | F |  | 0 | PC | 2019-12-05 |  | Z2 |  | 8536.90.40 |  |  |  | 1 | 1 | PC |  |  | PC |  | 1000 |  | 1 | C
FBRLAL60000098 | 651-1985195 | 2 Position Wire to Board Terminal Block | 275A | BC1 |  | ZBC1 |  | ZROH | 2100 | W002 | PD | MG3400 | P01 | WB | 0 | PC | 0 | PC |  | 0 | 27 | 0 | PC | F |  | 0 | PC | 2019-12-05 |  | Z2 |  | 8536.90.40 |  |  |  | 1 | 1 | EA |  |  | PC |  | 1000 |  | 1 | C
FBRLAL60000098 | 651-1985195 | 2 Position Wire to Board Terminal Block | 275A | BC1 |  | ZBC1 |  | ZROH | 2100 | W002 | PD | MG3400 | P01 | WB | 0 | PC | 0 | PC |  | 0 | 27 | 0 | PC | F |  | 0 | PC | 2019-12-05 |  | Z2 |  | 8536.90.40 |  |  |  | 1 | 1 | PC |  |  | PC |  | 1000 |  | 1 | C
FBRLAMSF001 |  | IoT data collection device Main Board | 275A | BC5 |  | ZBC1 |  | ZHLB | 2200 | 2200 | PD | MG15 | P01 | EX | 0 | PC | 0 | PC |  | 0 | 0 | 0 | PC | X |  | 0 | PC | 2019-12-05 |  | Z2 | 7116583 | 8517.62.77 |  | BC01 |  | 1 | 1 | EA |  |  | PC | 352180 | 1000 |  | 1 | D
FBRLAMSF001 |  | IoT data collection device Main Board | 275A | BC5 |  | ZBC1 |  | ZHLB | 2200 | 2200 | PD | MG15 | P01 | EX | 0 | PC | 0 | PC |  | 0 | 0 | 0 | PC | X |  | 0 | PC | 2019-12-05 |  | Z2 | 7116583 | 8517.62.77 |  | BC01 |  | 1 | 1 | PC |  |  | PC | 352180 | 1000 |  | 1 | D
042201065260 | HCHS1002014 | LBL BCO MAC ADDRESS / SN 5X30 BRADY BRZ | 275A | BC1 |  | ZBC1 |  | ZROH | 2100 | W002 | PD | MG3C00 | P01 | WB | 0 | EA | 0 | EA |  | 0 | 27 | 0 | EA | F |  | 0 | EA | 2007-08-17 |  | Z2 |  | 3919.90.90 |  |  |  | 1 | 1 | EA |  |  | EA | 33.4 | 1000 |  | 1 | D
042201065260 | HCHS1002014 | LBL BCO MAC ADDRESS / SN 5X30 BRADY BRZ | 275A | BC1 |  | ZBC1 |  | ZROH | 2100 | W002 | PD | MG3C00 | P01 | WB | 0 | EA | 0 | EA |  | 0 | 27 | 0 | EA | F |  | 0 | EA | 2007-08-17 |  | Z2 |  | 3919.90.90 |  |  |  | 1000 | 1 | KG |  |  | EA | 33.4 | 1000 |  | 1 | D
042201065260 | HCHS1002014 | LBL BCO MAC ADDRESS / SN 5X30 BRADY BRZ | 275A | BC1 |  | ZBC1 |  | ZROH | 2100 | W002 | PD | MG3C00 | P01 | WB | 0 | EA | 0 | EA |  | 0 | 27 | 0 | EA | F |  | 0 | EA | 2007-08-17 |  | Z2 |  | 3919.90.90 |  |  |  | 1 | 1 | PC |  |  | EA | 33.4 | 1000 |  | 1 | D
FBRLAMSF001-FG |  | IoT data collection device | 275A | BC4 |  | ZBC1 |  | ZFRT | 2200 | 2200 | PD | MG15H | P01 | EX | 0 | PC | 0 | PC |  | 0 | 0 | 0 | PC | X |  | 0 | PC | 2020-03-18 |  | Z2 |  | 8517.62.77 |  |  |  | 1 | 1 | EA |  |  | PC | 542530 | 1000 |  | 1 | A
FBRLAMSF001-FG |  | IoT data collection device | 275A | BC4 |  | ZBC1 |  | ZFRT | 2200 | 2200 | PD | MG15H | P01 | EX | 0 | PC | 0 | PC |  | 0 | 0 | 0 | PC | X |  | 0 | PC | 2020-03-18 |  | Z2 |  | 8517.62.77 |  |  |  | 1 | 1 | PC |  |  | PC | 542530 | 1000 |  | 1 | A
FBRLAL60000143 | BLM18PG471SN1D | FERRITE BEAD 470 OHM 0603 1LN | 275A | BC1 |  | ZBC1 |  | ZROH | 2100 | W002 | PD | MG6300 | P01 | WB | 0 | PC | 0 | PC |  | 0 | 27 | 0 | PC | F |  | 0 | PC | 2019-12-05 |  | Z2 |  | 8504.90.10 |  |  |  | 1 | 1 | EA |  |  | PC | 423.87 | 1000 |  | 1 | C
FBRLAL60000143 | BLM18PG471SN1D | FERRITE BEAD 470 OHM 0603 1LN | 275A | BC1 |  | ZBC1 |  | ZROH | 2100 | W002 | PD | MG6300 | P01 | WB | 0 | PC | 0 | PC |  | 0 | 27 | 0 | PC | F |  | 0 | PC | 2019-12-05 |  | Z2 |  | 8504.90.10 |  |  |  | 1 | 1 | PC |  |  | PC | 423.87 | 1000 |  | 1 | C
FBRLAL60000143 | BLM18PG471SN1D | FERRITE BEAD 470 OHM 0603 1LN | 275A | BC1 |  | ZBC1 |  | ZROH | 2100 | W002 | PD | MG6300 | P01 | WB | 0 | PC | 0 | PC |  | 0 | 27 | 0 | PC | F |  | 0 | PC | 2019-12-05 |  | Z2 |  | 8504.90.10 |  |  |  | 1 | 40 | MG |  |  | PC | 423.87 | 1000 |  | 1 | C
FBRLAL60000123 | PE-0603FB221ST | FERRITE CHIP 0603 220 OHM | 275A | BC1 |  | ZBC1 |  | ZROH | 2100 | W002 | PD | MG6300 | P01 | WB | 0 | PC | 0 | PC |  | 0 | 27 | 0 | PC | F |  | 0 | PC | 2019-12-05 |  | Z2 |  | 8504.90.10 |  |  |  | 1 | 1 | EA |  |  | PC | 380.94 | 1000 |  | 1 | C
FBRLAL60000123 | PE-0603FB221ST | FERRITE CHIP 0603 220 OHM | 275A | BC1 |  | ZBC1 |  | ZROH | 2100 | W002 | PD | MG6300 | P01 | WB | 0 | PC | 0 | PC |  | 0 | 27 | 0 | PC | F |  | 0 | PC | 2019-12-05 |  | Z2 |  | 8504.90.10 |  |  |  | 1 | 1 | PC |  |  | PC | 380.94 | 1000 |  | 1 | C
FBRLAL60000123 | PE-0603FB221ST | FERRITE CHIP 0603 220 OHM | 275A | BC1 |  | ZBC1 |  | ZROH | 2100 | W002 | PD | MG6300 | P01 | WB | 0 | PC | 0 | PC |  | 0 | 27 | 0 | PC | F |  | 0 | PC | 2019-12-05 |  | Z2 |  | 8504.90.10 |  |  |  | 1 | 35 | MG |  |  | PC | 380.94 | 1000 |  | 1 | C
153618 |  | SOLDA VACULOY L/F SAC305 | 275A | BC1 |  | ZBC1 |  | ZROH | 2100 | W002 | PD | MG0110 | P01 | WB | 0 | G | 0 | G |  | 0 | 27 | 0 | G | F |  | 0 | G | 2020-05-18 |  | Z2 |  | 8003.00.00 |  |  |  | 1 | 1 | EA | KG |  | G | 364.96 | 1000 |  | 1 | A
153618 |  | SOLDA VACULOY L/F SAC305 | 275A | BC1 |  | ZBC1 |  | ZROH | 2100 | W002 | PD | MG0110 | P01 | WB | 0 | G | 0 | G |  | 0 | 27 | 0 | G | F |  | 0 | G | 2020-05-18 |  | Z2 |  | 8003.00.00 |  |  |  | 1 | 1 | G | KG |  | G | 364.96 | 1000 |  | 1 | A
153618 |  | SOLDA VACULOY L/F SAC305 | 275A | BC1 |  | ZBC1 |  | ZROH | 2100 | W002 | PD | MG0110 | P01 | WB | 0 | G | 0 | G |  | 0 | 27 | 0 | G | F |  | 0 | G | 2020-05-18 |  | Z2 |  | 8003.00.00 |  |  |  | 1000 | 1 | KG | KG |  | G | 364.96 | 1000 |  | 1 | A
FBRLAMSF001-FG-PPB |  | IoT data collection device | 275A | BC4 |  | ZBC1 |  | ZFRT | 2200 | 2200 | PD | MG15H | P01 | EX | 0 | PC | 0 | PC |  | 0 | 0 | 0 | PC | X |  | 0 | PC | 2020-05-25 |  | Z2 | 7172877 | 8517.62.77CP |  |  |  | 1 | 1 | EA |  |  | PC |  | 1000 |  | 1 | D
FBRLAMSF001-FG-PPB |  | IoT data collection device | 275A | BC4 |  | ZBC1 |  | ZFRT | 2200 | 2200 | PD | MG15H | P01 | EX | 0 | PC | 0 | PC |  | 0 | 0 | 0 | PC | X |  | 0 | PC | 2020-05-25 |  | Z2 | 7172877 | 8517.62.77CP |  |  |  | 1 | 1 | PC |  |  | PC |  | 1000 |  | 1 | D
FBRLAL60000293 | 00071 | COMPLETE CABLE GLAND - PG9 CC P | 275A | BC1 |  | ZBC1 |  | ZROH | 2100 | W002 | PD | MG0000 | P01 | WB | 0 | PC | 0 | PC |  | 0 | 27 | 0 | PC | F |  | 0 | PC | 2020-06-03 |  | Z2 |  | 3917.40.90 |  |  |  | 1 | 1 | EA |  |  | PC |  | 1000 |  | 1 | C
FBRLAL60000293 | 00071 | COMPLETE CABLE GLAND - PG9 CC P | 275A | BC1 |  | ZBC1 |  | ZROH | 2100 | W002 | PD | MG0000 | P01 | WB | 0 | PC | 0 | PC |  | 0 | 27 | 0 | PC | F |  | 0 | PC | 2020-06-03 |  | Z2 |  | 3917.40.90 |  |  |  | 1 | 1 | PC |  |  | PC |  | 1000 |  | 1 | C
FBRLAL60000292 | 00062 | COMPLETE CABLE GLAND - PG7 CC P | 275A | BC1 |  | ZBC1 |  | ZROH | 2100 | W002 | PD | MG0000 | P01 | WB | 0 | PC | 0 | PC |  | 0 | 27 | 0 | PC | F |  | 0 | PC | 2020-06-03 |  | Z2 |  | 3917.40.90 |  |  |  | 1 | 1 | EA |  |  | PC |  | 1000 |  | 1 | C
FBRLAL60000292 | 00062 | COMPLETE CABLE GLAND - PG7 CC P | 275A | BC1 |  | ZBC1 |  | ZROH | 2100 | W002 | PD | MG0000 | P01 | WB | 0 | PC | 0 | PC |  | 0 | 27 | 0 | PC | F |  | 0 | PC | 2020-06-03 |  | Z2 |  | 3917.40.90 |  |  |  | 1 | 1 | PC |  |  | PC |  | 1000 |  | 1 | C
FBRLAL60000291 | 8071 | SUPPORT W / 1 HOLE FOR PASSAGE BOX | 275A | BC1 |  | ZBC1 |  | ZROH | 2100 | W002 | PD | MG0000 | P01 | WB | 0 | PC | 0 | PC |  | 0 | 27 | 0 | PC | F |  | 0 | PC | 2020-06-03 |  | Z2 |  | 8538.10.00 |  |  |  | 1 | 1 | EA |  |  | PC |  | 1000 |  | 1 | C
FBRLAL60000291 | 8071 | SUPPORT W / 1 HOLE FOR PASSAGE BOX | 275A | BC1 |  | ZBC1 |  | ZROH | 2100 | W002 | PD | MG0000 | P01 | WB | 0 | PC | 0 | PC |  | 0 | 27 | 0 | PC | F |  | 0 | PC | 2020-06-03 |  | Z2 |  | 8538.10.00 |  |  |  | 1 | 1 | PC |  |  | PC |  | 1000 |  | 1 | C
FBRLAL60000290 | 7937 | 102X102 PLASTIC MOUNTING PLATE | 275A | BC1 |  | ZBC1 |  | ZROH | 2100 | W002 | PD | MG0000 | P01 | WB | 0 | PC | 0 | PC |  | 0 | 27 | 0 | PC | F |  | 0 | PC | 2020-06-03 |  | Z2 |  | 3921.11.00 |  |  |  | 1 | 1 | EA |  |  | PC |  | 1000 |  | 1 | C
FBRLAL60000290 | 7937 | 102X102 PLASTIC MOUNTING PLATE | 275A | BC1 |  | ZBC1 |  | ZROH | 2100 | W002 | PD | MG0000 | P01 | WB | 0 | PC | 0 | PC |  | 0 | 27 | 0 | PC | F |  | 0 | PC | 2020-06-03 |  | Z2 |  | 3921.11.00 |  |  |  | 1 | 1 | PC |  |  | PC |  | 1000 |  | 1 | C
FBRLAL60000289 | 03188 - I | PASSAGE BOX 102X102X55 TRANSP COVER | 275A | BC1 |  | ZBC1 |  | ZROH | 2100 | W002 | PD | MG0000 | P01 | WB | 0 | PC | 0 | PC |  | 0 | 27 | 0 | PC | F |  | 0 | PC | 2020-06-03 |  | Z2 |  | 8538.10.00 |  |  |  | 1 | 1 | EA |  |  | PC |  | 1000 |  | 1 | C
FBRLAL60000289 | 03188 - I | PASSAGE BOX 102X102X55 TRANSP COVER | 275A | BC1 |  | ZBC1 |  | ZROH | 2100 | W002 | PD | MG0000 | P01 | WB | 0 | PC | 0 | PC |  | 0 | 27 | 0 | PC | F |  | 0 | PC | 2020-06-03 |  | Z2 |  | 8538.10.00 |  |  |  | 1 | 1 | PC |  |  | PC |  | 1000 |  | 1 | C
FBRLAL60000288 | PARAFUSO-M3 X 6 MM | Bichromatised phillips pan screw M3 x 6m | 275A | BC1 |  | ZBC1 |  | ZROH | 2100 | W002 | PD | MG0000 | P01 | WB | 0 | PC | 0 | PC |  | 0 | 27 | 0 | PC | F |  | 0 | PC | 2020-06-03 |  | Z2 |  | 7318.12.00 |  |  |  | 1 | 1 | EA |  |  | PC | 109.53 | 1000 |  | 1 | D
FBRLAL60000288 | PARAFUSO-M3 X 6 MM | Bichromatised phillips pan screw M3 x 6m | 275A | BC1 |  | ZBC1 |  | ZROH | 2100 | W002 | PD | MG0000 | P01 | WB | 0 | PC | 0 | PC |  | 0 | 27 | 0 | PC | F |  | 0 | PC | 2020-06-03 |  | Z2 |  | 7318.12.00 |  |  |  | 1 | 1 | PC |  |  | PC | 109.53 | 1000 |  | 1 | D
FBRLAL60000287 | ESP-SEX-3.16.6.6 | 3/16 (4.76 mm) hexagonal brass spacer Ma | 275A | BC1 |  | ZBC1 |  | ZROH | 2100 | W002 | PD | MG0000 | P01 | WB | 0 | PC | 0 | PC |  | 0 | 27 | 0 | PC | F |  | 0 | PC | 2020-06-03 |  | Z2 |  | 7407.21.10 |  |  |  | 1 | 1 | EA |  |  | PC | 862.09 | 1000 |  | 1 | D
FBRLAL60000287 | ESP-SEX-3.16.6.6 | 3/16 (4.76 mm) hexagonal brass spacer Ma | 275A | BC1 |  | ZBC1 |  | ZROH | 2100 | W002 | PD | MG0000 | P01 | WB | 0 | PC | 0 | PC |  | 0 | 27 | 0 | PC | F |  | 0 | PC | 2020-06-03 |  | Z2 |  | 7407.21.10 |  |  |  | 1 | 1 | PC |  |  | PC | 862.09 | 1000 |  | 1 | D
FBRLAL60000298 | 00071 | LITTLE FEET | 275A | BC1 |  | ZBC1 |  | ZROH | 2100 | W002 | PD | MG0000 | P01 | WB | 0 | PC | 0 | PC |  | 0 | 27 | 0 | PC | F |  | 0 | PC | 2020-09-10 |  | Z2 |  | 8538.90.90 |  |  |  | 1 | 1 | EA |  |  | PC | 363.75 | 1000 |  | 1 | B
FBRLAL60000298 | 00071 | LITTLE FEET | 275A | BC1 |  | ZBC1 |  | ZROH | 2100 | W002 | PD | MG0000 | P01 | WB | 0 | PC | 0 | PC |  | 0 | 27 | 0 | PC | F |  | 0 | PC | 2020-09-10 |  | Z2 |  | 8538.90.90 |  |  |  | 1 | 1 | PC |  |  | PC | 363.75 | 1000 |  | 1 | B
FBRLAL60000297 | 00062 | 4 MM RABICHO WIRE PASS | 275A | BC1 |  | ZBC1 |  | ZROH | 2100 | W002 | PD | MG0000 | P01 | WB | 0 | PC | 0 | PC |  | 0 | 27 | 0 | PC | F |  | 0 | PC | 2020-09-10 |  | Z2 |  | 8538.90.90 |  |  |  | 1 | 1 | EA |  |  | PC | 341.93 | 1000 |  | 1 | C
FBRLAL60000297 | 00062 | 4 MM RABICHO WIRE PASS | 275A | BC1 |  | ZBC1 |  | ZROH | 2100 | W002 | PD | MG0000 | P01 | WB | 0 | PC | 0 | PC |  | 0 | 27 | 0 | PC | F |  | 0 | PC | 2020-09-10 |  | Z2 |  | 8538.90.90 |  |  |  | 1 | 1 | PC |  |  | PC | 341.93 | 1000 |  | 1 | C
FBRLAL60000296 | 8071 | 6MM BALL PASS WIRE | 275A | BC1 |  | ZBC1 |  | ZROH | 2100 | W002 | PD | MG0000 | P01 | WB | 0 | PC | 0 | PC |  | 0 | 27 | 0 | PC | F |  | 0 | PC | 2020-09-10 |  | Z2 |  | 8538.90.90 |  |  |  | 1 | 1 | EA |  |  | PC | 341.93 | 1000 |  | 1 | C
FBRLAL60000296 | 8071 | 6MM BALL PASS WIRE | 275A | BC1 |  | ZBC1 |  | ZROH | 2100 | W002 | PD | MG0000 | P01 | WB | 0 | PC | 0 | PC |  | 0 | 27 | 0 | PC | F |  | 0 | PC | 2020-09-10 |  | Z2 |  | 8538.90.90 |  |  |  | 1 | 1 | PC |  |  | PC | 341.93 | 1000 |  | 1 | C
FBRLAL60000295 | 7937 | DIN 98 X 98 PANEL WITH DRILLING | 275A | BC1 |  | ZBC1 |  | ZROH | 2100 | W002 | PD | MG0000 | P01 | WB | 0 | PC | 0 | PC |  | 0 | 27 | 0 | PC | F |  | 0 | PC | 2020-09-10 |  | Z2 |  | 8538.90.90 |  |  |  | 1 | 1 | EA |  |  | PC |  | 1000 |  | 1 | C
FBRLAL60000295 | 7937 | DIN 98 X 98 PANEL WITH DRILLING | 275A | BC1 |  | ZBC1 |  | ZROH | 2100 | W002 | PD | MG0000 | P01 | WB | 0 | PC | 0 | PC |  | 0 | 27 | 0 | PC | F |  | 0 | PC | 2020-09-10 |  | Z2 |  | 8538.90.90 |  |  |  | 1 | 1 | PC |  |  | PC |  | 1000 |  | 1 | C
FBRLAL60000294 | 03188 - I | PBL-120 W / DRILLING | 275A | BC1 |  | ZBC1 |  | ZROH | 2100 | W002 | PD | MG0000 | P01 | WB | 0 | PC | 0 | PC |  | 0 | 27 | 0 | PC | F |  | 0 | PC | 2020-09-10 |  | Z2 |  | 8538.90.90 |  |  |  | 1 | 1 | EA |  |  | PC | 26335.53 | 1000 |  | 1 | A
FBRLAL60000294 | 03188 - I | PBL-120 W / DRILLING | 275A | BC1 |  | ZBC1 |  | ZROH | 2100 | W002 | PD | MG0000 | P01 | WB | 0 | PC | 0 | PC |  | 0 | 27 | 0 | PC | F |  | 0 | PC | 2020-09-10 |  | Z2 |  | 8538.90.90 |  |  |  | 1 | 1 | PC |  |  | PC | 26335.53 | 1000 |  | 1 | A
FOXC091755KAP |  | Kapton Label 5x5mm | 275A | BC1 |  | ZBC1 |  | ZROH | 2100 | W002 | PD | MG3C00 | P01 | WB | 0 | EA | 0 | EA |  | 0 | 27 | 0 | EA | F |  | 0 | EA | 2017-09-05 |  | Z2 |  | 3919.90.90 |  |  |  | 1 | 1 | EA |  | PC | EA |  | 1000 |  | 1 | C
FOXC091755KAP |  | Kapton Label 5x5mm | 275A | BC1 |  | ZBC1 |  | ZROH | 2100 | W002 | PD | MG3C00 | P01 | WB | 0 | EA | 0 | EA |  | 0 | 27 | 0 | EA | F |  | 0 | EA | 2017-09-05 |  | Z2 |  | 3919.90.90 |  |  |  | 16666 | 1 | KG |  | PC | EA |  | 1000 |  | 1 | C
FOXC091755KAP |  | Kapton Label 5x5mm | 275A | BC1 |  | ZBC1 |  | ZROH | 2100 | W002 | PD | MG3C00 | P01 | WB | 0 | EA | 0 | EA |  | 0 | 27 | 0 | EA | F |  | 0 | EA | 2017-09-05 |  | Z2 |  | 3919.90.90 |  |  |  | 1 | 1 | PC |  | PC | EA |  | 1000 |  | 1 | C
FBRLAL60000338 |  | ET. 23X17MM - BOPP BRIGHT WHITE | 275A | BC1 |  | ZBC1 |  | ZROH | 2100 | W002 | PD | MG3C00 | P01 | WB | 0 | PC | 0 | PC |  | 0 | 27 | 0 | PC | F |  | 0 | PC | 2021-01-21 |  | Z2 |  | 3919.90.10 |  |  |  | 1 | 1 | EA |  |  | PC | 412.86 | 1000 |  | 1 | C
FBRLAL60000338 |  | ET. 23X17MM - BOPP BRIGHT WHITE | 275A | BC1 |  | ZBC1 |  | ZROH | 2100 | W002 | PD | MG3C00 | P01 | WB | 0 | PC | 0 | PC |  | 0 | 27 | 0 | PC | F |  | 0 | PC | 2021-01-21 |  | Z2 |  | 3919.90.10 |  |  |  | 1 | 1 | PC |  |  | PC | 412.86 | 1000 |  | 1 | C
FBRLAL60000339 |  | ET. 65X80MM - BOPP BRIGHT WHITE | 275A | BC1 |  | ZBC1 |  | ZROH | 2100 | W002 | PD | MG3C00 | P01 | WB | 0 | PC | 0 | PC |  | 0 | 27 | 0 | PC | F |  | 0 | PC | 2021-01-21 |  | Z2 |  | 3919.90.10 |  |  |  | 1 | 1 | EA |  |  | PC | 577.55 | 1000 |  | 1 | C
FBRLAL60000339 |  | ET. 65X80MM - BOPP BRIGHT WHITE | 275A | BC1 |  | ZBC1 |  | ZROH | 2100 | W002 | PD | MG3C00 | P01 | WB | 0 | PC | 0 | PC |  | 0 | 27 | 0 | PC | F |  | 0 | PC | 2021-01-21 |  | Z2 |  | 3919.90.10 |  |  |  | 1 | 1 | PC |  |  | PC | 577.55 | 1000 |  | 1 | C
FBRLAL60000340 |  | MSF FINAL BOX | 275A | BC1 |  | ZBC1 |  | ZROH | 2100 | W002 | PD | MG0000 | P01 | WB | 0 | PC | 0 | PC |  | 0 | 27 | 0 | PC | F |  | 0 | PC | 2021-01-21 |  | Z2 |  | 4819.20.00 |  |  |  | 1 | 1 | EA |  |  | PC |  | 1000 |  | 1 | C
FBRLAL60000340 |  | MSF FINAL BOX | 275A | BC1 |  | ZBC1 |  | ZROH | 2100 | W002 | PD | MG0000 | P01 | WB | 0 | PC | 0 | PC |  | 0 | 27 | 0 | PC | F |  | 0 | PC | 2021-01-21 |  | Z2 |  | 4819.20.00 |  |  |  | 1 | 1 | PC |  |  | PC |  | 1000 |  | 1 | C
153618R |  | Solda Vaculoy L/F SAC305 | 275A | BC4 |  | ZBC1 |  | ZHLB | 2200 | 2200 | PD | MG0110 | P01 | WB | 0 | G | 0 | G |  | 0 | 0 | 0 | G | F |  | 0 | G | 2020-05-18 |  | Z2 | 7601978 | 8003.00.00 |  |  |  | 1 | 1 | EA |  |  | G |  | 1000 |  | 1
153618R |  | Solda Vaculoy L/F SAC305 | 275A | BC4 |  | ZBC1 |  | ZHLB | 2200 | 2200 | PD | MG0110 | P01 | WB | 0 | G | 0 | G |  | 0 | 0 | 0 | G | F |  | 0 | G | 2020-05-18 |  | Z2 | 7601978 | 8003.00.00 |  |  |  | 1 | 1 | G |  |  | G |  | 1000 |  | 1
153618R |  | Solda Vaculoy L/F SAC305 | 275A | BC4 |  | ZBC1 |  | ZHLB | 2200 | 2200 | PD | MG0110 | P01 | WB | 0 | G | 0 | G |  | 0 | 0 | 0 | G | F |  | 0 | G | 2020-05-18 |  | Z2 | 7601978 | 8003.00.00 |  |  |  | 1000 | 1 | KG |  |  | G |  | 1000 |  | 1
FBRLAL60000345 |  | Couche Label 82 x 101 mm | 275A | BC1 |  | ZBC1 |  | ZROH | 2100 | W002 | PD | MG0000 | P01 | WB | 0 | PC | 0 | PC |  | 0 | 27 | 0 | PC | F |  | 0 | PC | 2021-03-05 |  | Z2 |  | 3919.90.10 |  |  |  | 1 | 1 | EA |  |  | PC | 170.79 | 1000 |  | 1 | D
FBRLAL60000345 |  | Couche Label 82 x 101 mm | 275A | BC1 |  | ZBC1 |  | ZROH | 2100 | W002 | PD | MG0000 | P01 | WB | 0 | PC | 0 | PC |  | 0 | 27 | 0 | PC | F |  | 0 | PC | 2021-03-05 |  | Z2 |  | 3919.90.10 |  |  |  | 1 | 1 | PC |  |  | PC | 170.79 | 1000 |  | 1 | D
153618B |  | Tin wastes and residues | 275A | BC1 |  | ZBC1 |  | ZROH | 2100 | W002 | PD | MG0110 | P01 | WB | 0 | G | 0 | G |  | 0 | 0 | 0 | G | E |  | 0 | G | 2020-05-18 |  | Z2 |  | 8002.00.00 |  |  |  | 1 | 1 | EA |  |  | G |  | 1000 |  | 1
153618B |  | Tin wastes and residues | 275A | BC1 |  | ZBC1 |  | ZROH | 2100 | W002 | PD | MG0110 | P01 | WB | 0 | G | 0 | G |  | 0 | 0 | 0 | G | E |  | 0 | G | 2020-05-18 |  | Z2 |  | 8002.00.00 |  |  |  | 1 | 1 | G |  |  | G |  | 1000 |  | 1
153618B |  | Tin wastes and residues | 275A | BC1 |  | ZBC1 |  | ZROH | 2100 | W002 | PD | MG0110 | P01 | WB | 0 | G | 0 | G |  | 0 | 0 | 0 | G | E |  | 0 | G | 2020-05-18 |  | Z2 |  | 8002.00.00 |  |  |  | 1000 | 1 | KG |  |  | G |  | 1000 |  | 1
POTE-INSSOP0008-N |  | PASTA DE SOLDA PF606- P (SHENMAO) | 275A | BC1 |  | ZBC1 |  | ZROH | 2100 | W002 | PD | MG0110 | P01 | WB | 0 | G | 0 | G |  | 0 | 27 | 0 | G | F |  | 0 | G | 2021-09-20 |  | Z2 |  | 3810.10.20 |  |  |  | 1 | 1 | G | KG |  | G |  | 1000 |  | 1 | C
POTE-INSSOP0008-N |  | PASTA DE SOLDA PF606- P (SHENMAO) | 275A | BC1 |  | ZBC1 |  | ZROH | 2100 | W002 | PD | MG0110 | P01 | WB | 0 | G | 0 | G |  | 0 | 27 | 0 | G | F |  | 0 | G | 2021-09-20 |  | Z2 |  | 3810.10.20 |  |  |  | 1000 | 1 | KG | KG |  | G |  | 1000 |  | 1 | C
FBRLAL60000788 |  | CAIXA PLACA | 275A | BC1 |  | ZBC1 |  | ZROH | 2100 | W002 | PD | MG0000 | P01 | WB | 0 | PC | 0 | PC |  | 0 | 27 | 0 | PC | F |  | 0 | PC | 2022-01-05 |  | Z2 |  | 4819.10.00 |  |  |  | 1 | 1 | EA |  |  | PC |  | 1000 |  | 1 | C
FBRLAL60000788 |  | CAIXA PLACA | 275A | BC1 |  | ZBC1 |  | ZROH | 2100 | W002 | PD | MG0000 | P01 | WB | 0 | PC | 0 | PC |  | 0 | 27 | 0 | PC | F |  | 0 | PC | 2022-01-05 |  | Z2 |  | 4819.10.00 |  |  |  | 1 | 1 | PC |  |  | PC |  | 1000 |  | 1 | C
FBRLAL60000796 |  | Antena Omnidirecional De Uso Interno 7db | 275A | BC1 |  | ZBC1 |  | ZROH | 2100 | W002 | PD | MG0000 | P01 | WB | 0 | PC | 0 | PC |  | 0 | 27 | 0 | PC | F |  | 0 | PC | 2022-04-12 |  | Z2 |  | 8529.10.90 |  |  |  | 1 | 1 | EA |  |  | PC | 32670 | 1000 |  | 1 | A
FBRLAL60000796 |  | Antena Omnidirecional De Uso Interno 7db | 275A | BC1 |  | ZBC1 |  | ZROH | 2100 | W002 | PD | MG0000 | P01 | WB | 0 | PC | 0 | PC |  | 0 | 27 | 0 | PC | F |  | 0 | PC | 2022-04-12 |  | Z2 |  | 8529.10.90 |  |  |  | 1 | 1 | PC |  |  | PC | 32670 | 1000 |  | 1 | A
FBRLAL60000797 |  | Cabo Ipex mhf4 UFL para SMA 16 Centímetr | 275A | BC1 |  | ZBC1 |  | ZROH | 2100 | W002 | PD | MG0000 | P01 | WB | 0 | PC | 0 | PC |  | 0 | 27 | 0 | PC | F |  | 0 | PC | 2022-04-12 |  | Z2 |  | 8544.42.00 |  |  |  | 1 | 1 | EA |  |  | PC | 22825.34 | 1000 |  | 1 | A
FBRLAL60000797 |  | Cabo Ipex mhf4 UFL para SMA 16 Centímetr | 275A | BC1 |  | ZBC1 |  | ZROH | 2100 | W002 | PD | MG0000 | P01 | WB | 0 | PC | 0 | PC |  | 0 | 27 | 0 | PC | F |  | 0 | PC | 2022-04-12 |  | Z2 |  | 8544.42.00 |  |  |  | 1 | 1 | PC |  |  | PC | 22825.34 | 1000 |  | 1 | A
FBRLAMSF001-FG-R |  | IoT data collection device | 275A | BC4 |  | ZBC1 |  | ZFRT | 2200 | 2200 | PD | MG15H | P01 | EX | 0 | PC | 0 | PC |  | 0 | 0 | 0 | PC | X |  | 0 | PC | 2022-04-12 |  | Z2 | 7511078 | 8517.62.77 |  | BCFG |  | 1 | 1 | EA |  |  | PC | 640616 | 1000 |  | 1
FBRLAMSF001-FG-R |  | IoT data collection device | 275A | BC4 |  | ZBC1 |  | ZFRT | 2200 | 2200 | PD | MG15H | P01 | EX | 0 | PC | 0 | PC |  | 0 | 0 | 0 | PC | X |  | 0 | PC | 2022-04-12 |  | Z2 | 7511078 | 8517.62.77 |  | BCFG |  | 1 | 1 | PC |  |  | PC | 640616 | 1000 |  | 1
FBRLAMSF002 |  | IoT data collection device Main Board | 275A | BC5 |  | ZBC1 |  | ZHLB | 2200 | 2200 | PD | MG15 | P01 | EX | 0 | PC | 0 | PC |  | 0 | 0 | 0 | PC | X |  | 0 | PC | 2022-10-11 |  | Z2 |  | 8517.62.77 |  |  |  | 1 | 1 | EA |  |  | PC |  | 1000 |  | 1
FBRLAMSF002 |  | IoT data collection device Main Board | 275A | BC5 |  | ZBC1 |  | ZHLB | 2200 | 2200 | PD | MG15 | P01 | EX | 0 | PC | 0 | PC |  | 0 | 0 | 0 | PC | X |  | 0 | PC | 2022-10-11 |  | Z2 |  | 8517.62.77 |  |  |  | 1 | 1 | PC |  |  | PC |  | 1000 |  | 1
FBRLAL60000893 | RC0603FR-07100KL | RES SMD 1K OHM 1% 1/10W 0603 | 275A | BC1 |  | ZBC1 |  | ZROH | 2100 | W002 | PD | MG6100 | P01 | WB | 0 | PC | 0 | PC |  | 0 | 27 | 0 | PC | F |  | 0 | PC | 2022-10-11 |  | Z2 |  | 8533.21.20 |  |  |  | 1 | 1 | EA |  |  | PC |  | 1000 |  | 1
FBRLAL60000893 | RC0603FR-07100KL | RES SMD 1K OHM 1% 1/10W 0603 | 275A | BC1 |  | ZBC1 |  | ZROH | 2100 | W002 | PD | MG6100 | P01 | WB | 0 | PC | 0 | PC |  | 0 | 27 | 0 | PC | F |  | 0 | PC | 2022-10-11 |  | Z2 |  | 8533.21.20 |  |  |  | 1 | 1 | PC |  |  | PC |  | 1000 |  | 1
FBRLAL60000892 | RC0603JR-07100KL | RES SMD 100K OHM 5% 1/10W 0603 | 275A | BC1 |  | ZBC1 |  | ZROH | 2100 | W002 | PD | MG6100 | P01 | WB | 0 | PC | 0 | PC |  | 0 | 27 | 0 | PC | F |  | 0 | PC | 2022-10-11 |  | Z2 |  | 8533.21.20 |  |  |  | 1 | 1 | EA |  |  | PC | 24.74 | 1000 |  | 1 | D
FBRLAL60000892 | RC0603JR-07100KL | RES SMD 100K OHM 5% 1/10W 0603 | 275A | BC1 |  | ZBC1 |  | ZROH | 2100 | W002 | PD | MG6100 | P01 | WB | 0 | PC | 0 | PC |  | 0 | 27 | 0 | PC | F |  | 0 | PC | 2022-10-11 |  | Z2 |  | 8533.21.20 |  |  |  | 1 | 1 | PC |  |  | PC | 24.74 | 1000 |  | 1 | D
FBRLAL60000916 | RC0603JR-0739KL | RES SMD 39K OHM 5% 1/10W 0603 | 275A | BC1 |  | ZBC1 |  | ZROH | 2100 | W002 | PD | MG6100 | P01 | WB | 0 | PC | 0 | PC |  | 0 | 27 | 0 | PC | F |  | 0 | PC | 2022-10-11 |  | Z2 |  | 8533.21.20 |  |  |  | 1 | 1 | EA |  |  | PC | 29.71 | 1000 |  | 1 | D
FBRLAL60000916 | RC0603JR-0739KL | RES SMD 39K OHM 5% 1/10W 0603 | 275A | BC1 |  | ZBC1 |  | ZROH | 2100 | W002 | PD | MG6100 | P01 | WB | 0 | PC | 0 | PC |  | 0 | 27 | 0 | PC | F |  | 0 | PC | 2022-10-11 |  | Z2 |  | 8533.21.20 |  |  |  | 1 | 1 | PC |  |  | PC | 29.71 | 1000 |  | 1 | D
FBRLAL60000915 | RC0603FR-072KL | RES SMD 2K OHM 1% 1/10W 0603 | 275A | BC1 |  | ZBC1 |  | ZROH | 2100 | W002 | PD | MG6100 | P01 | WB | 0 | PC | 0 | PC |  | 0 | 27 | 0 | PC | F |  | 0 | PC | 2022-10-11 |  | Z2 |  | 8533.21.20 |  |  |  | 1 | 1 | EA |  |  | PC | 29.71 | 1000 |  | 1 | D
FBRLAL60000915 | RC0603FR-072KL | RES SMD 2K OHM 1% 1/10W 0603 | 275A | BC1 |  | ZBC1 |  | ZROH | 2100 | W002 | PD | MG6100 | P01 | WB | 0 | PC | 0 | PC |  | 0 | 27 | 0 | PC | F |  | 0 | PC | 2022-10-11 |  | Z2 |  | 8533.21.20 |  |  |  | 1 | 1 | PC |  |  | PC | 29.71 | 1000 |  | 1 | D
FBRLAL60000914 | ERJ3GEYJ561V | RES SMD 560 OHM 5% 1/10W 0603 | 275A | BC1 |  | ZBC1 |  | ZROH | 2100 | W002 | PD | MG6100 | P01 | WB | 0 | PC | 0 | PC |  | 0 | 27 | 0 | PC | F |  | 0 | PC | 2022-10-11 |  | Z2 |  | 8533.21.20 |  |  |  | 1 | 1 | EA |  |  | PC | 51.25 | 1000 |  | 1 | D
FBRLAL60000914 | ERJ3GEYJ561V | RES SMD 560 OHM 5% 1/10W 0603 | 275A | BC1 |  | ZBC1 |  | ZROH | 2100 | W002 | PD | MG6100 | P01 | WB | 0 | PC | 0 | PC |  | 0 | 27 | 0 | PC | F |  | 0 | PC | 2022-10-11 |  | Z2 |  | 8533.21.20 |  |  |  | 1 | 1 | PC |  |  | PC | 51.25 | 1000 |  | 1 | D
FBRLAL60000894 | RC0603FR-076K49L | RES SMD 6.49K OHM 1% 1/10W 0603 | 275A | BC1 |  | ZBC1 |  | ZROH | 2100 | W002 | PD | MG6100 | P01 | WB | 0 | PC | 0 | PC |  | 0 | 27 | 0 | PC | F |  | 0 | PC | 2022-10-11 |  | Z2 |  | 8533.21.20 |  |  |  | 1 | 1 | EA |  |  | PC |  | 1000 |  | 1
FBRLAL60000894 | RC0603FR-076K49L | RES SMD 6.49K OHM 1% 1/10W 0603 | 275A | BC1 |  | ZBC1 |  | ZROH | 2100 | W002 | PD | MG6100 | P01 | WB | 0 | PC | 0 | PC |  | 0 | 27 | 0 | PC | F |  | 0 | PC | 2022-10-11 |  | Z2 |  | 8533.21.20 |  |  |  | 1 | 1 | PC |  |  | PC |  | 1000 |  | 1
FBRLAL60000898 | RC0603JR-0747KL | RES SMD 47K OHM 5% 1/10W 0603 | 275A | BC1 |  | ZBC1 |  | ZROH | 2100 | W002 | PD | MG6100 | P01 | WB | 0 | PC | 0 | PC |  | 0 | 27 | 0 | PC | F |  | 0 | PC | 2022-10-11 |  | Z2 |  | 8533.21.20 |  |  |  | 1 | 1 | EA |  |  | PC |  | 1000 |  | 1
FBRLAL60000898 | RC0603JR-0747KL | RES SMD 47K OHM 5% 1/10W 0603 | 275A | BC1 |  | ZBC1 |  | ZROH | 2100 | W002 | PD | MG6100 | P01 | WB | 0 | PC | 0 | PC |  | 0 | 27 | 0 | PC | F |  | 0 | PC | 2022-10-11 |  | Z2 |  | 8533.21.20 |  |  |  | 1 | 1 | PC |  |  | PC |  | 1000 |  | 1
FBRLAL60000897 |  | RES SMD 357K OHM 1% 1/10W 0603 | 275A | BC1 |  | ZBC1 |  | ZROH | 2100 | W002 | PD | MG6100 | P01 | WB | 0 | PC | 0 | PC |  | 0 | 27 | 0 | PC | F |  | 0 | PC | 2022-10-11 |  | Z2 |  | 8533.21.20 |  |  |  | 1 | 1 | EA |  |  | PC |  | 1000 |  | 1
FBRLAL60000897 |  | RES SMD 357K OHM 1% 1/10W 0603 | 275A | BC1 |  | ZBC1 |  | ZROH | 2100 | W002 | PD | MG6100 | P01 | WB | 0 | PC | 0 | PC |  | 0 | 27 | 0 | PC | F |  | 0 | PC | 2022-10-11 |  | Z2 |  | 8533.21.20 |  |  |  | 1 | 1 | PC |  |  | PC |  | 1000 |  | 1
FBRLAL60000891 | RC0603JR-0747KL | RES SMD 47K OHM 5% 1/10W 0603 | 275A | BC1 |  | ZBC1 |  | ZROH | 2100 | W002 | PD | MG6100 | P01 | WB | 0 | PC | 0 | PC |  | 0 | 27 | 0 | PC | F |  | 0 | PC | 2022-10-11 |  | Z2 |  | 8533.21.20 |  |  |  | 1 | 1 | EA |  |  | PC |  | 1000 |  | 1
FBRLAL60000891 | RC0603JR-0747KL | RES SMD 47K OHM 5% 1/10W 0603 | 275A | BC1 |  | ZBC1 |  | ZROH | 2100 | W002 | PD | MG6100 | P01 | WB | 0 | PC | 0 | PC |  | 0 | 27 | 0 | PC | F |  | 0 | PC | 2022-10-11 |  | Z2 |  | 8533.21.20 |  |  |  | 1 | 1 | PC |  |  | PC |  | 1000 |  | 1
FBRLAL60000896 | ERJ3EKF2002V | RES SMD 20K OHM 1% 1/10W 0603 | 275A | BC1 |  | ZBC1 |  | ZROH | 2100 | W002 | PD | MG6100 | P01 | WB | 0 | PC | 0 | PC |  | 0 | 27 | 0 | PC | F |  | 0 | PC | 2022-10-11 |  | Z2 |  | 8533.21.20 |  |  |  | 1 | 1 | EA |  |  | PC |  | 1000 |  | 1
FBRLAL60000896 | ERJ3EKF2002V | RES SMD 20K OHM 1% 1/10W 0603 | 275A | BC1 |  | ZBC1 |  | ZROH | 2100 | W002 | PD | MG6100 | P01 | WB | 0 | PC | 0 | PC |  | 0 | 27 | 0 | PC | F |  | 0 | PC | 2022-10-11 |  | Z2 |  | 8533.21.20 |  |  |  | 1 | 1 | PC |  |  | PC |  | 1000 |  | 1
FBRLAL60000895 | ERJ3GEYJ472V | RES SMD 4.7K OHM 5% 1/10W 0603 | 275A | BC1 |  | ZBC1 |  | ZROH | 2100 | W002 | PD | MG6100 | P01 | WB | 0 | PC | 0 | PC |  | 0 | 27 | 0 | PC | F |  | 0 | PC | 2022-10-11 |  | Z2 |  | 8533.21.20 |  |  |  | 1 | 1 | EA |  |  | PC | 48.2 | 1000 |  | 1 | D
FBRLAL60000895 | ERJ3GEYJ472V | RES SMD 4.7K OHM 5% 1/10W 0603 | 275A | BC1 |  | ZBC1 |  | ZROH | 2100 | W002 | PD | MG6100 | P01 | WB | 0 | PC | 0 | PC |  | 0 | 27 | 0 | PC | F |  | 0 | PC | 2022-10-11 |  | Z2 |  | 8533.21.20 |  |  |  | 1 | 1 | PC |  |  | PC | 48.2 | 1000 |  | 1 | D
FBRLAL60000907 | RC0603JR-07150KL | RES SMD 150k OHM 5% 1/10W 0603 | 275A | BC1 |  | ZBC1 |  | ZROH | 2100 | W002 | PD | MG6100 | P01 | WB | 0 | PC | 0 | PC |  | 0 | 27 | 0 | PC | F |  | 0 | PC | 2022-10-11 |  | Z2 |  | 8533.21.20 |  |  |  | 1 | 1 | EA |  |  | PC |  | 1000 |  | 1
FBRLAL60000907 | RC0603JR-07150KL | RES SMD 150k OHM 5% 1/10W 0603 | 275A | BC1 |  | ZBC1 |  | ZROH | 2100 | W002 | PD | MG6100 | P01 | WB | 0 | PC | 0 | PC |  | 0 | 27 | 0 | PC | F |  | 0 | PC | 2022-10-11 |  | Z2 |  | 8533.21.20 |  |  |  | 1 | 1 | PC |  |  | PC |  | 1000 |  | 1
FBRLAL60000906 | RC0603JR-07100KL | RES SMD 100K OHM 5% 1/10W 0603 | 275A | BC1 |  | ZBC1 |  | ZROH | 2100 | W002 | PD | MG6100 | P01 | WB | 0 | PC | 0 | PC |  | 0 | 27 | 0 | PC | F |  | 0 | PC | 2022-10-11 |  | Z2 |  | 8533.21.20 |  |  |  | 1 | 1 | EA |  |  | PC |  | 1000 |  | 1
FBRLAL60000906 | RC0603JR-07100KL | RES SMD 100K OHM 5% 1/10W 0603 | 275A | BC1 |  | ZBC1 |  | ZROH | 2100 | W002 | PD | MG6100 | P01 | WB | 0 | PC | 0 | PC |  | 0 | 27 | 0 | PC | F |  | 0 | PC | 2022-10-11 |  | Z2 |  | 8533.21.20 |  |  |  | 1 | 1 | PC |  |  | PC |  | 1000 |  | 1
FBRLAL60000905 | RC0603JR-0722KL | RES SMD 22K OHM 5% 1/10W 0603 | 275A | BC1 |  | ZBC1 |  | ZROH | 2100 | W002 | PD | MG6100 | P01 | WB | 0 | PC | 0 | PC |  | 0 | 27 | 0 | PC | F |  | 0 | PC | 2022-10-11 |  | Z2 |  | 8533.21.20 |  |  |  | 1 | 1 | EA |  |  | PC |  | 1000 |  | 1
FBRLAL60000905 | RC0603JR-0722KL | RES SMD 22K OHM 5% 1/10W 0603 | 275A | BC1 |  | ZBC1 |  | ZROH | 2100 | W002 | PD | MG6100 | P01 | WB | 0 | PC | 0 | PC |  | 0 | 27 | 0 | PC | F |  | 0 | PC | 2022-10-11 |  | Z2 |  | 8533.21.20 |  |  |  | 1 | 1 | PC |  |  | PC |  | 1000 |  | 1
FBRLAL60000904 | ERJ3GEYJ472V | RES SMD 4.7K OHM 5% 1/10W 0603 | 275A | BC1 |  | ZBC1 |  | ZROH | 2100 | W002 | PD | MG6100 | P01 | WB | 0 | PC | 0 | PC |  | 0 | 27 | 0 | PC | F |  | 0 | PC | 2022-10-11 |  | Z2 |  | 8533.21.20 |  |  |  | 1 | 1 | EA |  |  | PC |  | 1000 |  | 1
FBRLAL60000904 | ERJ3GEYJ472V | RES SMD 4.7K OHM 5% 1/10W 0603 | 275A | BC1 |  | ZBC1 |  | ZROH | 2100 | W002 | PD | MG6100 | P01 | WB | 0 | PC | 0 | PC |  | 0 | 27 | 0 | PC | F |  | 0 | PC | 2022-10-11 |  | Z2 |  | 8533.21.20 |  |  |  | 1 | 1 | PC |  |  | PC |  | 1000 |  | 1
FBRLAL60000903 | RC0603JR-0722RL | RES SMD 22 OHM 5% 1/10W 0603 | 275A | BC1 |  | ZBC1 |  | ZROH | 2100 | W002 | PD | MG6100 | P01 | WB | 0 | PC | 0 | PC |  | 0 | 27 | 0 | PC | F |  | 0 | PC | 2022-10-11 |  | Z2 |  | 8533.21.20 |  |  |  | 1 | 1 | EA |  |  | PC |  | 1000 |  | 1
FBRLAL60000903 | RC0603JR-0722RL | RES SMD 22 OHM 5% 1/10W 0603 | 275A | BC1 |  | ZBC1 |  | ZROH | 2100 | W002 | PD | MG6100 | P01 | WB | 0 | PC | 0 | PC |  | 0 | 27 | 0 | PC | F |  | 0 | PC | 2022-10-11 |  | Z2 |  | 8533.21.20 |  |  |  | 1 | 1 | PC |  |  | PC |  | 1000 |  | 1
FBRLAL60000908 | RC1206JR-0710RL | RES SMD 10 OHM 5% 1/4W 1206 | 275A | BC1 |  | ZBC1 |  | ZROH | 2100 | W002 | PD | MG6100 | P01 | WB | 0 | PC | 0 | PC |  | 0 | 27 | 0 | PC | F |  | 0 | PC | 2022-10-11 |  | Z2 |  | 8533.21.20 |  |  |  | 1 | 1 | EA |  |  | PC |  | 1000 |  | 1
FBRLAL60000908 | RC1206JR-0710RL | RES SMD 10 OHM 5% 1/4W 1206 | 275A | BC1 |  | ZBC1 |  | ZROH | 2100 | W002 | PD | MG6100 | P01 | WB | 0 | PC | 0 | PC |  | 0 | 27 | 0 | PC | F |  | 0 | PC | 2022-10-11 |  | Z2 |  | 8533.21.20 |  |  |  | 1 | 1 | PC |  |  | PC |  | 1000 |  | 1
FBRLAL60000913 | RC0603FR-071KL | RES SMD 1K OHM 1% 1/10W 0603 | 275A | BC1 |  | ZBC1 |  | ZROH | 2100 | W002 | PD | MG6100 | P01 | WB | 0 | PC | 0 | PC |  | 0 | 27 | 0 | PC | F |  | 0 | PC | 2022-10-11 |  | Z2 |  | 8533.21.20 |  |  |  | 1 | 1 | EA |  |  | PC | 29.71 | 1000 |  | 1 | D
FBRLAL60000913 | RC0603FR-071KL | RES SMD 1K OHM 1% 1/10W 0603 | 275A | BC1 |  | ZBC1 |  | ZROH | 2100 | W002 | PD | MG6100 | P01 | WB | 0 | PC | 0 | PC |  | 0 | 27 | 0 | PC | F |  | 0 | PC | 2022-10-11 |  | Z2 |  | 8533.21.20 |  |  |  | 1 | 1 | PC |  |  | PC | 29.71 | 1000 |  | 1 | D
FBRLAL60000912 | RC0603JR-0722RL | RES SMD 22 OHM 5% 1/10W 0603 | 275A | BC1 |  | ZBC1 |  | ZROH | 2100 | W002 | PD | MG6100 | P01 | WB | 0 | PC | 0 | PC |  | 0 | 27 | 0 | PC | F |  | 0 | PC | 2022-10-11 |  | Z2 |  | 8533.21.20 |  |  |  | 1 | 1 | EA |  |  | PC |  | 1000 |  | 1
FBRLAL60000912 | RC0603JR-0722RL | RES SMD 22 OHM 5% 1/10W 0603 | 275A | BC1 |  | ZBC1 |  | ZROH | 2100 | W002 | PD | MG6100 | P01 | WB | 0 | PC | 0 | PC |  | 0 | 27 | 0 | PC | F |  | 0 | PC | 2022-10-11 |  | Z2 |  | 8533.21.20 |  |  |  | 1 | 1 | PC |  |  | PC |  | 1000 |  | 1
FBRLAL60000911 | ERJ3GEYJ471V | RES SMD 470 OHM 5% 1/10W 0603 | 275A | BC1 |  | ZBC1 |  | ZROH | 2100 | W002 | PD | MG6100 | P01 | WB | 0 | PC | 0 | PC |  | 0 | 27 | 0 | PC | F |  | 0 | PC | 2022-10-11 |  | Z2 |  | 8533.21.20 |  |  |  | 1 | 1 | EA |  |  | PC | 51.25 | 1000 |  | 1 | D
FBRLAL60000911 | ERJ3GEYJ471V | RES SMD 470 OHM 5% 1/10W 0603 | 275A | BC1 |  | ZBC1 |  | ZROH | 2100 | W002 | PD | MG6100 | P01 | WB | 0 | PC | 0 | PC |  | 0 | 27 | 0 | PC | F |  | 0 | PC | 2022-10-11 |  | Z2 |  | 8533.21.20 |  |  |  | 1 | 1 | PC |  |  | PC | 51.25 | 1000 |  | 1 | D
FBRLAL60000910 | RC0603FR-071K5L | RES SMD 15K OHM 1% 1/10W 0603 | 275A | BC1 |  | ZBC1 |  | ZROH | 2100 | W002 | PD | MG6100 | P01 | WB | 0 | PC | 0 | PC |  | 0 | 27 | 0 | PC | F |  | 0 | PC | 2022-10-11 |  | Z2 |  | 8533.21.20 |  |  |  | 1 | 1 | EA |  |  | PC |  | 1000 |  | 1
FBRLAL60000910 | RC0603FR-071K5L | RES SMD 15K OHM 1% 1/10W 0603 | 275A | BC1 |  | ZBC1 |  | ZROH | 2100 | W002 | PD | MG6100 | P01 | WB | 0 | PC | 0 | PC |  | 0 | 27 | 0 | PC | F |  | 0 | PC | 2022-10-11 |  | Z2 |  | 8533.21.20 |  |  |  | 1 | 1 | PC |  |  | PC |  | 1000 |  | 1
FBRLAL60000909 | RC0603FR-07105KL | RES SMD 105K OHM 1% 1/10W 0603 | 275A | BC1 |  | ZBC1 |  | ZROH | 2100 | W002 | PD | MG6100 | P01 | WB | 0 | PC | 0 | PC |  | 0 | 27 | 0 | PC | F |  | 0 | PC | 2022-10-11 |  | Z2 |  | 8533.21.20 |  |  |  | 1 | 1 | EA |  |  | PC |  | 1000 |  | 1
FBRLAL60000909 | RC0603FR-07105KL | RES SMD 105K OHM 1% 1/10W 0603 | 275A | BC1 |  | ZBC1 |  | ZROH | 2100 | W002 | PD | MG6100 | P01 | WB | 0 | PC | 0 | PC |  | 0 | 27 | 0 | PC | F |  | 0 | PC | 2022-10-11 |  | Z2 |  | 8533.21.20 |  |  |  | 1 | 1 | PC |  |  | PC |  | 1000 |  | 1
FBRLAL60000899 | RC0603FR-0740K2L | RES SMD 40.2K OHM 1% 1/10W 0603 | 275A | BC1 |  | ZBC1 |  | ZROH | 2100 | W002 | PD | MG6100 | P01 | WB | 0 | PC | 0 | PC |  | 0 | 27 | 0 | PC | F |  | 0 | PC | 2022-10-11 |  | Z2 |  | 8533.21.20 |  |  |  | 1 | 1 | EA |  |  | PC |  | 1000 |  | 1
FBRLAL60000899 | RC0603FR-0740K2L | RES SMD 40.2K OHM 1% 1/10W 0603 | 275A | BC1 |  | ZBC1 |  | ZROH | 2100 | W002 | PD | MG6100 | P01 | WB | 0 | PC | 0 | PC |  | 0 | 27 | 0 | PC | F |  | 0 | PC | 2022-10-11 |  | Z2 |  | 8533.21.20 |  |  |  | 1 | 1 | PC |  |  | PC |  | 1000 |  | 1
FBRLAL60000921 | KSZ8081MNXIA-TR | 10Base-T/100Base-TX PHY with MII Support | 275A | BC1 |  | ZBC1 |  | ZROH | 2100 | W002 | PD | MG3100 | P01 | WB | 0 | PC | 0 | PC |  | 0 | 27 | 0 | PC | F |  | 0 | PC | 2022-10-11 |  | Z2 |  | 8542.39.39 |  |  |  | 1 | 1 | EA |  |  | PC |  | 1000 |  | 1
FBRLAL60000921 | KSZ8081MNXIA-TR | 10Base-T/100Base-TX PHY with MII Support | 275A | BC1 |  | ZBC1 |  | ZROH | 2100 | W002 | PD | MG3100 | P01 | WB | 0 | PC | 0 | PC |  | 0 | 27 | 0 | PC | F |  | 0 | PC | 2022-10-11 |  | Z2 |  | 8542.39.39 |  |  |  | 1 | 1 | PC |  |  | PC |  | 1000 |  | 1
FBRLAL60000920 | ATSAME54P20A-AU | ARM® Cortex®-M4F SAM E54 Microcontroller | 275A | BC1 |  | ZBC1 |  | ZROH | 2100 | W002 | PD | MG3100 | P01 | WB | 0 | PC | 0 | PC |  | 0 | 27 | 0 | PC | F |  | 0 | PC | 2022-10-11 |  | Z2 |  | 8542.31.20 |  |  |  | 1 | 1 | EA |  |  | PC |  | 1000 |  | 1
FBRLAL60000920 | ATSAME54P20A-AU | ARM® Cortex®-M4F SAM E54 Microcontroller | 275A | BC1 |  | ZBC1 |  | ZROH | 2100 | W002 | PD | MG3100 | P01 | WB | 0 | PC | 0 | PC |  | 0 | 27 | 0 | PC | F |  | 0 | PC | 2022-10-11 |  | Z2 |  | 8542.31.20 |  |  |  | 1 | 1 | PC |  |  | PC |  | 1000 |  | 1
FBRLAL60000934 | MAX3221IDBR | IC TRANSCEIVER FULL 1/1 16SSOP | 275A | BC1 |  | ZBC1 |  | ZROH | 2100 | W002 | PD | MG3100 | P01 | WB | 0 | PC | 0 | PC |  | 0 | 27 | 0 | PC | F |  | 0 | PC | 2022-10-11 |  | Z2 |  | 8542.39.39 |  |  |  | 1 | 1 | EA |  |  | PC |  | 1000 |  | 1
FBRLAL60000934 | MAX3221IDBR | IC TRANSCEIVER FULL 1/1 16SSOP | 275A | BC1 |  | ZBC1 |  | ZROH | 2100 | W002 | PD | MG3100 | P01 | WB | 0 | PC | 0 | PC |  | 0 | 27 | 0 | PC | F |  | 0 | PC | 2022-10-11 |  | Z2 |  | 8542.39.39 |  |  |  | 1 | 1 | PC |  |  | PC |  | 1000 |  | 1
FBRLAL60000933 | ATWINC1500-MR210UB | RF TXRX MODULE WIFI U.FL ANT | 275A | BC1 |  | ZBC1 |  | ZROH | 2100 | W002 | PD | MG3100 | P01 | WB | 0 | PC | 0 | PC |  | 0 | 27 | 0 | PC | F |  | 0 | PC | 2022-10-11 |  | Z2 |  | 8542.39.39 |  |  |  | 1 | 1 | EA |  |  | PC |  | 1000 |  | 1
FBRLAL60000933 | ATWINC1500-MR210UB | RF TXRX MODULE WIFI U.FL ANT | 275A | BC1 |  | ZBC1 |  | ZROH | 2100 | W002 | PD | MG3100 | P01 | WB | 0 | PC | 0 | PC |  | 0 | 27 | 0 | PC | F |  | 0 | PC | 2022-10-11 |  | Z2 |  | 8542.39.39 |  |  |  | 1 | 1 | PC |  |  | PC |  | 1000 |  | 1
FBRLAL60000932 | MAX15462BATA+T | MAX15462BATA+T | 275A | BC1 |  | ZBC1 |  | ZROH | 2100 | W002 | PD | MG3100 | P01 | WB | 0 | PC | 0 | PC |  | 0 | 27 | 0 | PC | F |  | 0 | PC | 2022-10-11 |  | Z2 |  | 8542.39.39 |  |  |  | 1 | 1 | EA |  |  | PC |  | 1000 |  | 1
FBRLAL60000932 | MAX15462BATA+T | MAX15462BATA+T | 275A | BC1 |  | ZBC1 |  | ZROH | 2100 | W002 | PD | MG3100 | P01 | WB | 0 | PC | 0 | PC |  | 0 | 27 | 0 | PC | F |  | 0 | PC | 2022-10-11 |  | Z2 |  | 8542.39.39 |  |  |  | 1 | 1 | PC |  |  | PC |  | 1000 |  | 1
FBRLAL60000922 | TPS61288RQQR | TPS61288RQQR | 275A | BC1 |  | ZBC1 |  | ZROH | 2100 | W002 | PD | MG3100 | P01 | WB | 0 | PC | 0 | PC |  | 0 | 27 | 0 | PC | F |  | 0 | PC | 2022-10-11 |  | Z2 |  | 8542.39.39 |  |  |  | 1 | 1 | EA |  |  | PC |  | 1000 |  | 1
FBRLAL60000922 | TPS61288RQQR | TPS61288RQQR | 275A | BC1 |  | ZBC1 |  | ZROH | 2100 | W002 | PD | MG3100 | P01 | WB | 0 | PC | 0 | PC |  | 0 | 27 | 0 | PC | F |  | 0 | PC | 2022-10-11 |  | Z2 |  | 8542.39.39 |  |  |  | 1 | 1 | PC |  |  | PC |  | 1000 |  | 1
FBRLAL60000937 | ANN-MS-0 | ANN-MS RF Receiver GPS 1.572GHz ~ 1.578G | 275A | BC1 |  | ZBC1 |  | ZROH | 2100 | W002 | PD | MG0000 | P01 | WB | 0 | PC | 0 | PC |  | 0 | 27 | 0 | PC | F |  | 0 | PC | 2022-10-11 |  | Z2 |  | 8517.71.90 |  |  |  | 1 | 1 | EA |  |  | PC |  | 1000 |  | 1
FBRLAL60000937 | ANN-MS-0 | ANN-MS RF Receiver GPS 1.572GHz ~ 1.578G | 275A | BC1 |  | ZBC1 |  | ZROH | 2100 | W002 | PD | MG0000 | P01 | WB | 0 | PC | 0 | PC |  | 0 | 27 | 0 | PC | F |  | 0 | PC | 2022-10-11 |  | Z2 |  | 8517.71.90 |  |  |  | 1 | 1 | PC |  |  | PC |  | 1000 |  | 1
FBRLAL60000938 | ANT-8/9-MMG2-SMA-1 | 868MHz, 915MHz ISM, LoRaWAN, LPWA, Sigfo | 275A | BC1 |  | ZBC1 |  | ZROH | 2100 | W002 | PD | MG0000 | P01 | WB | 0 | PC | 0 | PC |  | 0 | 27 | 0 | PC | F |  | 0 | PC | 2022-10-11 |  | Z2 |  | 8517.71.90 |  |  |  | 1 | 1 | EA |  |  | PC |  | 1000 |  | 1
FBRLAL60000938 | ANT-8/9-MMG2-SMA-1 | 868MHz, 915MHz ISM, LoRaWAN, LPWA, Sigfo | 275A | BC1 |  | ZBC1 |  | ZROH | 2100 | W002 | PD | MG0000 | P01 | WB | 0 | PC | 0 | PC |  | 0 | 27 | 0 | PC | F |  | 0 | PC | 2022-10-11 |  | Z2 |  | 8517.71.90 |  |  |  | 1 | 1 | PC |  |  | PC |  | 1000 |  | 1
FBRLAL60000936 | S171AH-2450S | 2.4GHz Whip, Tilted RF Antenna 2.4GHz to | 275A | BC1 |  | ZBC1 |  | ZROH | 2100 | W002 | PD | MG0000 | P01 | WB | 0 | PC | 0 | PC |  | 0 | 27 | 0 | PC | F |  | 0 | PC | 2022-10-11 |  | Z2 |  | 8517.71.90 |  |  |  | 1 | 1 | EA |  |  | PC |  | 1000 |  | 1
FBRLAL60000936 | S171AH-2450S | 2.4GHz Whip, Tilted RF Antenna 2.4GHz to | 275A | BC1 |  | ZBC1 |  | ZROH | 2100 | W002 | PD | MG0000 | P01 | WB | 0 | PC | 0 | PC |  | 0 | 27 | 0 | PC | F |  | 0 | PC | 2022-10-11 |  | Z2 |  | 8517.71.90 |  |  |  | 1 | 1 | PC |  |  | PC |  | 1000 |  | 1
FBRLAL60000935 | 7B-25.000MAAJ-T | 25MHz ±30ppm Crystal 18pF 40 Ohm -20°C ~ | 275A | BC1 |  | ZBC1 |  | ZROH | 2100 | W002 | PD | MG7100 | P01 | WB | 0 | PC | 0 | PC |  | 0 | 27 | 0 | PC | F |  | 0 | PC | 2022-10-11 |  | Z2 |  | 8541.60.10.001 |  |  |  | 1 | 1 | EA |  |  | PC |  | 1000 |  | 1
FBRLAL60000935 | 7B-25.000MAAJ-T | 25MHz ±30ppm Crystal 18pF 40 Ohm -20°C ~ | 275A | BC1 |  | ZBC1 |  | ZROH | 2100 | W002 | PD | MG7100 | P01 | WB | 0 | PC | 0 | PC |  | 0 | 27 | 0 | PC | F |  | 0 | PC | 2022-10-11 |  | Z2 |  | 8541.60.10.001 |  |  |  | 1 | 1 | PC |  |  | PC |  | 1000 |  | 1
FBRLAL60000923 | EXS82-W | LPWA IOT MODULE PLATFORM DELIVER | 275A | BC1 |  | ZBC1 |  | ZROH | 2100 | W002 | PD | MG3100 | P01 | WB | 0 | PC | 0 | PC |  | 0 | 27 | 0 | PC | F |  | 0 | PC | 2022-10-11 |  | Z2 |  | 8542.39.39 |  |  |  | 1 | 1 | EA |  |  | PC |  | 1000 |  | 1
FBRLAL60000923 | EXS82-W | LPWA IOT MODULE PLATFORM DELIVER | 275A | BC1 |  | ZBC1 |  | ZROH | 2100 | W002 | PD | MG3100 | P01 | WB | 0 | PC | 0 | PC |  | 0 | 27 | 0 | PC | F |  | 0 | PC | 2022-10-11 |  | Z2 |  | 8542.39.39 |  |  |  | 1 | 1 | PC |  |  | PC |  | 1000 |  | 1
FBRLAL60000925 | SN74LVC07APWR | IC BUF NON-INVERT 5.5V 14TSSOP | 275A | BC1 |  | ZBC1 |  | ZROH | 2100 | W002 | PD | MG3100 | P01 | WB | 0 | PC | 0 | PC |  | 0 | 27 | 0 | PC | F |  | 0 | PC | 2022-10-11 |  | Z2 |  | 8542.39.39 |  |  |  | 1 | 1 | EA |  |  | PC |  | 1000 |  | 1
FBRLAL60000925 | SN74LVC07APWR | IC BUF NON-INVERT 5.5V 14TSSOP | 275A | BC1 |  | ZBC1 |  | ZROH | 2100 | W002 | PD | MG3100 | P01 | WB | 0 | PC | 0 | PC |  | 0 | 27 | 0 | PC | F |  | 0 | PC | 2022-10-11 |  | Z2 |  | 8542.39.39 |  |  |  | 1 | 1 | PC |  |  | PC |  | 1000 |  | 1
FBRLAL60000918 | CL-SB-13B-01T | Slide Switch SP3T Surface Moun | 275A | BC1 |  | ZBC1 |  | ZROH | 2100 | W002 | PD | MG0000 | P01 | WB | 0 | PC | 0 | PC |  | 0 | 27 | 0 | PC | F |  | 0 | PC | 2022-10-11 |  | Z2 |  | 8536.50.90 |  |  |  | 1 | 1 | EA |  |  | PC |  | 1000 |  | 1
FBRLAL60000918 | CL-SB-13B-01T | Slide Switch SP3T Surface Moun | 275A | BC1 |  | ZBC1 |  | ZROH | 2100 | W002 | PD | MG0000 | P01 | WB | 0 | PC | 0 | PC |  | 0 | 27 | 0 | PC | F |  | 0 | PC | 2022-10-11 |  | Z2 |  | 8536.50.90 |  |  |  | 1 | 1 | PC |  |  | PC |  | 1000 |  | 1
FBRLAL60000919 | EVQ-Q2K03W | SWITCH TACTILE SPST-NO 0.02A 15V | 275A | BC1 |  | ZBC1 |  | ZROH | 2100 | W002 | PD | MG0000 | P01 | WB | 0 | PC | 0 | PC |  | 0 | 27 | 0 | PC | F |  | 0 | PC | 2022-10-11 |  | Z2 |  | 8536.50.90.006 |  |  |  | 1 | 1 | EA |  |  | PC |  | 1000 |  | 1
FBRLAL60000919 | EVQ-Q2K03W | SWITCH TACTILE SPST-NO 0.02A 15V | 275A | BC1 |  | ZBC1 |  | ZROH | 2100 | W002 | PD | MG0000 | P01 | WB | 0 | PC | 0 | PC |  | 0 | 27 | 0 | PC | F |  | 0 | PC | 2022-10-11 |  | Z2 |  | 8536.50.90.006 |  |  |  | 1 | 1 | PC |  |  | PC |  | 1000 |  | 1
FBRLAL60000917 | EVQ-PF003M | SWITCH TACTILE SPST-NO 0.02A 15V | 275A | BC1 |  | ZBC1 |  | ZROH | 2100 | W002 | PD | MG0000 | P01 | WB | 0 | PC | 0 | PC |  | 0 | 27 | 0 | PC | F |  | 0 | PC | 2022-10-11 |  | Z2 |  | 8536.50.90.006 |  |  |  | 1 | 1 | EA |  |  | PC | 1031.3 | 1000 |  | 1 | C
FBRLAL60000917 | EVQ-PF003M | SWITCH TACTILE SPST-NO 0.02A 15V | 275A | BC1 |  | ZBC1 |  | ZROH | 2100 | W002 | PD | MG0000 | P01 | WB | 0 | PC | 0 | PC |  | 0 | 27 | 0 | PC | F |  | 0 | PC | 2022-10-11 |  | Z2 |  | 8536.50.90.006 |  |  |  | 1 | 1 | PC |  |  | PC | 1031.3 | 1000 |  | 1 | C
FBRLAL60000900 | RC0603FR-0748K7L | RES SMD 48.7K OHM 1% 1/10W 0603 | 275A | BC1 |  | ZBC1 |  | ZROH | 2100 | W002 | PD | MG6100 | P01 | WB | 0 | PC | 0 | PC |  | 0 | 27 | 0 | PC | F |  | 0 | PC | 2022-10-11 |  | Z2 |  | 8533.21.20 |  |  |  | 1 | 1 | EA |  |  | PC |  | 1000 |  | 1
FBRLAL60000900 | RC0603FR-0748K7L | RES SMD 48.7K OHM 1% 1/10W 0603 | 275A | BC1 |  | ZBC1 |  | ZROH | 2100 | W002 | PD | MG6100 | P01 | WB | 0 | PC | 0 | PC |  | 0 | 27 | 0 | PC | F |  | 0 | PC | 2022-10-11 |  | Z2 |  | 8533.21.20 |  |  |  | 1 | 1 | PC |  |  | PC |  | 1000 |  | 1
FBRLAL60000926 | NEO-M9N-00B | GNSS module, Flash, TCXO, SAW, LNA, LCC, | 275A | BC1 |  | ZBC1 |  | ZROH | 2100 | W002 | PD | MG3100 | P01 | WB | 0 | PC | 0 | PC |  | 0 | 27 | 0 | PC | F |  | 0 | PC | 2022-10-11 |  | Z2 |  | 8542.39.39 |  |  |  | 1 | 1 | EA |  |  | PC |  | 1000 |  | 1
FBRLAL60000926 | NEO-M9N-00B | GNSS module, Flash, TCXO, SAW, LNA, LCC, | 275A | BC1 |  | ZBC1 |  | ZROH | 2100 | W002 | PD | MG3100 | P01 | WB | 0 | PC | 0 | PC |  | 0 | 27 | 0 | PC | F |  | 0 | PC | 2022-10-11 |  | Z2 |  | 8542.39.39 |  |  |  | 1 | 1 | PC |  |  | PC |  | 1000 |  | 1
FBRLAL60000931 | B1224XT-2WR3 | Isolated Module DC DC Converter 1 Output | 275A | BC1 |  | ZBC1 |  | ZROH | 2100 | W002 | PD | MG3100 | P01 | WB | 0 | PC | 0 | PC |  | 0 | 27 | 0 | PC | F |  | 0 | PC | 2022-10-11 |  | Z2 |  | 8542.39.39 |  |  |  | 1 | 1 | EA |  |  | PC |  | 1000 |  | 1
FBRLAL60000931 | B1224XT-2WR3 | Isolated Module DC DC Converter 1 Output | 275A | BC1 |  | ZBC1 |  | ZROH | 2100 | W002 | PD | MG3100 | P01 | WB | 0 | PC | 0 | PC |  | 0 | 27 | 0 | PC | F |  | 0 | PC | 2022-10-11 |  | Z2 |  | 8542.39.39 |  |  |  | 1 | 1 | PC |  |  | PC |  | 1000 |  | 1
FBRLAL60000930 | TPS2112APWR | OR Controller Source Selector Switch N-C | 275A | BC1 |  | ZBC1 |  | ZROH | 2100 | W002 | PD | MG3100 | P01 | WB | 0 | PC | 0 | PC |  | 0 | 27 | 0 | PC | F |  | 0 | PC | 2022-10-11 |  | Z2 |  | 8542.39.39 |  |  |  | 1 | 1 | EA |  |  | PC | 13302.08 | 1000 |  | 1 | A
FBRLAL60000930 | TPS2112APWR | OR Controller Source Selector Switch N-C | 275A | BC1 |  | ZBC1 |  | ZROH | 2100 | W002 | PD | MG3100 | P01 | WB | 0 | PC | 0 | PC |  | 0 | 27 | 0 | PC | F |  | 0 | PC | 2022-10-11 |  | Z2 |  | 8542.39.39 |  |  |  | 1 | 1 | PC |  |  | PC | 13302.08 | 1000 |  | 1 | A
FBRLAL60000929 | BQ24040DSQR | Charger IC Lithium-Ion/Polymer 10-SON (2 | 275A | BC1 |  | ZBC1 |  | ZROH | 2100 | W002 | PD | MG3100 | P01 | WB | 0 | PC | 0 | PC |  | 0 | 27 | 0 | PC | F |  | 0 | PC | 2022-10-11 |  | Z2 |  | 8542.39.39 |  |  |  | 1 | 1 | EA |  |  | PC | 3864.36 | 1000 |  | 1 | A
FBRLAL60000929 | BQ24040DSQR | Charger IC Lithium-Ion/Polymer 10-SON (2 | 275A | BC1 |  | ZBC1 |  | ZROH | 2100 | W002 | PD | MG3100 | P01 | WB | 0 | PC | 0 | PC |  | 0 | 27 | 0 | PC | F |  | 0 | PC | 2022-10-11 |  | Z2 |  | 8542.39.39 |  |  |  | 1 | 1 | PC |  |  | PC | 3864.36 | 1000 |  | 1 | A
FBRLAL60000928 | 317990829 | LORA-E5 WIRELESS MODULE | 275A | BC1 |  | ZBC1 |  | ZROH | 2100 | W002 | PD | MG3100 | P01 | WB | 0 | PC | 0 | PC |  | 0 | 27 | 0 | PC | F |  | 0 | PC | 2022-10-11 |  | Z2 |  | 8542.39.39 |  |  |  | 1 | 1 | EA |  |  | PC |  | 1000 |  | 1
FBRLAL60000928 | 317990829 | LORA-E5 WIRELESS MODULE | 275A | BC1 |  | ZBC1 |  | ZROH | 2100 | W002 | PD | MG3100 | P01 | WB | 0 | PC | 0 | PC |  | 0 | 27 | 0 | PC | F |  | 0 | PC | 2022-10-11 |  | Z2 |  | 8542.39.39 |  |  |  | 1 | 1 | PC |  |  | PC |  | 1000 |  | 1
FBRLAL60000927 | ADS7955SRGET | 10 Bit Analog to Digital Converter 8 Inp | 275A | BC1 |  | ZBC1 |  | ZROH | 2100 | W002 | PD | MG3100 | P01 | WB | 0 | PC | 0 | PC |  | 0 | 27 | 0 | PC | F |  | 0 | PC | 2022-10-11 |  | Z2 |  | 8542.39.39 |  |  |  | 1 | 1 | EA |  |  | PC |  | 1000 |  | 1
FBRLAL60000927 | ADS7955SRGET | 10 Bit Analog to Digital Converter 8 Inp | 275A | BC1 |  | ZBC1 |  | ZROH | 2100 | W002 | PD | MG3100 | P01 | WB | 0 | PC | 0 | PC |  | 0 | 27 | 0 | PC | F |  | 0 | PC | 2022-10-11 |  | Z2 |  | 8542.39.39 |  |  |  | 1 | 1 | PC |  |  | PC |  | 1000 |  | 1
FBRLAL60000860 | CL10C100FB8NNNC | CAP CER 10PF 50V NP0 0603 | 275A | BC1 |  | ZBC1 |  | ZROH | 2100 | W002 | PD | MG6200 | P01 | WB | 0 | PC | 0 | PC |  | 0 | 27 | 0 | PC | F |  | 0 | PC | 2022-10-11 |  | Z2 |  | 8532.24.10 |  |  |  | 1 | 1 | EA |  |  | PC |  | 1000 |  | 1
FBRLAL60000860 | CL10C100FB8NNNC | CAP CER 10PF 50V NP0 0603 | 275A | BC1 |  | ZBC1 |  | ZROH | 2100 | W002 | PD | MG6200 | P01 | WB | 0 | PC | 0 | PC |  | 0 | 27 | 0 | PC | F |  | 0 | PC | 2022-10-11 |  | Z2 |  | 8532.24.10 |  |  |  | 1 | 1 | PC |  |  | PC |  | 1000 |  | 1
FBRLAL60000859 | CL21C101JBANNNC | 100 pF ±5% 50V Capacitor de cerâmica C0G | 275A | BC1 |  | ZBC1 |  | ZROH | 2100 | W002 | PD | MG6200 | P01 | WB | 0 | PC | 0 | PC |  | 0 | 27 | 0 | PC | F |  | 0 | PC | 2022-10-11 |  | Z2 |  | 8532.24.10 |  |  |  | 1 | 1 | EA |  |  | PC |  | 1000 |  | 1
FBRLAL60000859 | CL21C101JBANNNC | 100 pF ±5% 50V Capacitor de cerâmica C0G | 275A | BC1 |  | ZBC1 |  | ZROH | 2100 | W002 | PD | MG6200 | P01 | WB | 0 | PC | 0 | PC |  | 0 | 27 | 0 | PC | F |  | 0 | PC | 2022-10-11 |  | Z2 |  | 8532.24.10 |  |  |  | 1 | 1 | PC |  |  | PC |  | 1000 |  | 1
FBRLAL60000858 | C0402C393K8PAC7867 | 0.039µF ±10% 10V Ceramic Capacitor X5R 0 | 275A | BC1 |  | ZBC1 |  | ZROH | 2100 | W002 | PD | MG6200 | P01 | WB | 0 | PC | 0 | PC |  | 0 | 27 | 0 | PC | F |  | 0 | PC | 2022-10-11 |  | Z2 |  | 8532.24.10 |  |  |  | 1 | 1 | EA |  |  | PC |  | 1000 |  | 1
FBRLAL60000858 | C0402C393K8PAC7867 | 0.039µF ±10% 10V Ceramic Capacitor X5R 0 | 275A | BC1 |  | ZBC1 |  | ZROH | 2100 | W002 | PD | MG6200 | P01 | WB | 0 | PC | 0 | PC |  | 0 | 27 | 0 | PC | F |  | 0 | PC | 2022-10-11 |  | Z2 |  | 8532.24.10 |  |  |  | 1 | 1 | PC |  |  | PC |  | 1000 |  | 1
FBRLAL60000857 | GRM31CR61C476ME44L | Cap Ceramic 47uF 16V 20% SMD 1206 85°C E | 275A | BC1 |  | ZBC1 |  | ZROH | 2100 | W002 | PD | MG6200 | P01 | WB | 0 | PC | 0 | PC |  | 0 | 27 | 0 | PC | F |  | 0 | PC | 2022-10-11 |  | Z2 |  | 8532.24.10 |  |  |  | 1 | 1 | EA |  |  | PC |  | 1000 |  | 1
FBRLAL60000857 | GRM31CR61C476ME44L | Cap Ceramic 47uF 16V 20% SMD 1206 85°C E | 275A | BC1 |  | ZBC1 |  | ZROH | 2100 | W002 | PD | MG6200 | P01 | WB | 0 | PC | 0 | PC |  | 0 | 27 | 0 | PC | F |  | 0 | PC | 2022-10-11 |  | Z2 |  | 8532.24.10 |  |  |  | 1 | 1 | PC |  |  | PC |  | 1000 |  | 1
FBRLAL60000849 | C0603C472K4RAC7867 | CAP CER 4700PF 16V 10% X7R 0603 | 275A | BC1 |  | ZBC1 |  | ZROH | 2100 | W002 | PD | MG6200 | P01 | WB | 0 | PC | 0 | PC |  | 0 | 27 | 0 | PC | F |  | 0 | PC | 2022-10-11 |  | Z2 |  | 8532.24.10 |  |  |  | 1 | 1 | EA |  |  | PC |  | 1000 |  | 1
FBRLAL60000849 | C0603C472K4RAC7867 | CAP CER 4700PF 16V 10% X7R 0603 | 275A | BC1 |  | ZBC1 |  | ZROH | 2100 | W002 | PD | MG6200 | P01 | WB | 0 | PC | 0 | PC |  | 0 | 27 | 0 | PC | F |  | 0 | PC | 2022-10-11 |  | Z2 |  | 8532.24.10 |  |  |  | 1 | 1 | PC |  |  | PC |  | 1000 |  | 1
FBRLAL60000861 | CC0603JRNPO9BN330 | CAP, MLCC, NP0, 33PF, 50V, 0603, REEL; P | 275A | BC1 |  | ZBC1 |  | ZROH | 2100 | W002 | PD | MG6200 | P01 | WB | 0 | PC | 0 | PC |  | 0 | 27 | 0 | PC | F |  | 0 | PC | 2022-10-11 |  | Z2 |  | 8532.24.10 |  |  |  | 1 | 1 | EA |  |  | PC |  | 1000 |  | 1
FBRLAL60000861 | CC0603JRNPO9BN330 | CAP, MLCC, NP0, 33PF, 50V, 0603, REEL; P | 275A | BC1 |  | ZBC1 |  | ZROH | 2100 | W002 | PD | MG6200 | P01 | WB | 0 | PC | 0 | PC |  | 0 | 27 | 0 | PC | F |  | 0 | PC | 2022-10-11 |  | Z2 |  | 8532.24.10 |  |  |  | 1 | 1 | PC |  |  | PC |  | 1000 |  | 1
FBRLAL60000868 | PTSA1.5/3-3,5-Z | 3 Position Wire to Board Terminal Block | 275A | BC1 |  | ZBC1 |  | ZROH | 2100 | W002 | PD | MG0000 | P01 | WB | 0 | PC | 0 | PC |  | 0 | 27 | 0 | PC | F |  | 0 | PC | 2022-10-11 |  | Z2 |  | 8536.90.40.031 |  |  |  | 1 | 1 | EA |  |  | PC |  | 1000 |  | 1
FBRLAL60000868 | PTSA1.5/3-3,5-Z | 3 Position Wire to Board Terminal Block | 275A | BC1 |  | ZBC1 |  | ZROH | 2100 | W002 | PD | MG0000 | P01 | WB | 0 | PC | 0 | PC |  | 0 | 27 | 0 | PC | F |  | 0 | PC | 2022-10-11 |  | Z2 |  | 8536.90.40.031 |  |  |  | 1 | 1 | PC |  |  | PC |  | 1000 |  | 1
FBRLAL60000865 | EEE-FTJ471XAP | CAP ALUM 470UF 20% 6.3V SMD | 275A | BC1 |  | ZBC1 |  | ZROH | 2100 | W002 | PD | MG6200 | P01 | WB | 0 | PC | 0 | PC |  | 0 | 27 | 0 | PC | F |  | 0 | PC | 2022-10-11 |  | Z2 |  | 8532.22.00 |  |  |  | 1 | 1 | EA |  |  | PC |  | 1000 |  | 1
FBRLAL60000865 | EEE-FTJ471XAP | CAP ALUM 470UF 20% 6.3V SMD | 275A | BC1 |  | ZBC1 |  | ZROH | 2100 | W002 | PD | MG6200 | P01 | WB | 0 | PC | 0 | PC |  | 0 | 27 | 0 | PC | F |  | 0 | PC | 2022-10-11 |  | Z2 |  | 8532.22.00 |  |  |  | 1 | 1 | PC |  |  | PC |  | 1000 |  | 1
FBRLAL60000864 | TMK107B7224KA-T | SMD Multilayer Ceramic Capacitor, 0.22 µ | 275A | BC1 |  | ZBC1 |  | ZROH | 2100 | W002 | PD | MG6200 | P01 | WB | 0 | PC | 0 | PC |  | 0 | 27 | 0 | PC | F |  | 0 | PC | 2022-10-11 |  | Z2 |  | 8532.24.10 |  |  |  | 1 | 1 | EA |  |  | PC |  | 1000 |  | 1
FBRLAL60000864 | TMK107B7224KA-T | SMD Multilayer Ceramic Capacitor, 0.22 µ | 275A | BC1 |  | ZBC1 |  | ZROH | 2100 | W002 | PD | MG6200 | P01 | WB | 0 | PC | 0 | PC |  | 0 | 27 | 0 | PC | F |  | 0 | PC | 2022-10-11 |  | Z2 |  | 8532.24.10 |  |  |  | 1 | 1 | PC |  |  | PC |  | 1000 |  | 1
FBRLAL60000863 | CL10C102JB81PNC | Cap Ceramic 0.001uF 50V C0G 5% SMD 0603 | 275A | BC1 |  | ZBC1 |  | ZROH | 2100 | W002 | PD | MG6200 | P01 | WB | 0 | PC | 0 | PC |  | 0 | 27 | 0 | PC | F |  | 0 | PC | 2022-10-11 |  | Z2 |  | 8532.24.10 |  |  |  | 1 | 1 | EA |  |  | PC |  | 1000 |  | 1
FBRLAL60000863 | CL10C102JB81PNC | Cap Ceramic 0.001uF 50V C0G 5% SMD 0603 | 275A | BC1 |  | ZBC1 |  | ZROH | 2100 | W002 | PD | MG6200 | P01 | WB | 0 | PC | 0 | PC |  | 0 | 27 | 0 | PC | F |  | 0 | PC | 2022-10-11 |  | Z2 |  | 8532.24.10 |  |  |  | 1 | 1 | PC |  |  | PC |  | 1000 |  | 1
FBRLAL60000862 | GRT21BR60J476ME13L | CAP CER 47UF 6.3V 20% X5R 0805 | 275A | BC1 |  | ZBC1 |  | ZROH | 2100 | W002 | PD | MG6200 | P01 | WB | 0 | PC | 0 | PC |  | 0 | 27 | 0 | PC | F |  | 0 | PC | 2022-10-11 |  | Z2 |  | 8532.24.10 |  |  |  | 1 | 1 | EA |  |  | PC |  | 1000 |  | 1
FBRLAL60000862 | GRT21BR60J476ME13L | CAP CER 47UF 6.3V 20% X5R 0805 | 275A | BC1 |  | ZBC1 |  | ZROH | 2100 | W002 | PD | MG6200 | P01 | WB | 0 | PC | 0 | PC |  | 0 | 27 | 0 | PC | F |  | 0 | PC | 2022-10-11 |  | Z2 |  | 8532.24.10 |  |  |  | 1 | 1 | PC |  |  | PC |  | 1000 |  | 1
FBRLAL60000850 | C0603C689C5GAC7867 | 6.8pF ±0.25pF 50V Ceramic Capacitor C0G, | 275A | BC1 |  | ZBC1 |  | ZROH | 2100 | W002 | PD | MG6200 | P01 | WB | 0 | PC | 0 | PC |  | 0 | 27 | 0 | PC | F |  | 0 | PC | 2022-10-11 |  | Z2 |  | 8532.24.10 |  |  |  | 1 | 1 | EA |  |  | PC |  | 1000 |  | 1
FBRLAL60000850 | C0603C689C5GAC7867 | 6.8pF ±0.25pF 50V Ceramic Capacitor C0G, | 275A | BC1 |  | ZBC1 |  | ZROH | 2100 | W002 | PD | MG6200 | P01 | WB | 0 | PC | 0 | PC |  | 0 | 27 | 0 | PC | F |  | 0 | PC | 2022-10-11 |  | Z2 |  | 8532.24.10 |  |  |  | 1 | 1 | PC |  |  | PC |  | 1000 |  | 1
FBRLAL60000867 | TMK107B7105KA-T | CAP CER 1µF ±10% 25V X7R 0603 | 275A | BC1 |  | ZBC1 |  | ZROH | 2100 | W002 | PD | MG6200 | P01 | WB | 0 | PC | 0 | PC |  | 0 | 27 | 0 | PC | F |  | 0 | PC | 2022-10-11 |  | Z2 |  | 8532.24.10 |  |  |  | 1 | 1 | EA |  |  | PC |  | 1000 |  | 1
FBRLAL60000867 | TMK107B7105KA-T | CAP CER 1µF ±10% 25V X7R 0603 | 275A | BC1 |  | ZBC1 |  | ZROH | 2100 | W002 | PD | MG6200 | P01 | WB | 0 | PC | 0 | PC |  | 0 | 27 | 0 | PC | F |  | 0 | PC | 2022-10-11 |  | Z2 |  | 8532.24.10 |  |  |  | 1 | 1 | PC |  |  | PC |  | 1000 |  | 1
FBRLAL60000866 | GRM21BR71H474KA88L | CAP CER 0.47UF 50V X7R 0805 | 275A | BC1 |  | ZBC1 |  | ZROH | 2100 | W002 | PD | MG6200 | P01 | WB | 0 | PC | 0 | PC |  | 0 | 27 | 0 | PC | F |  | 0 | PC | 2022-10-11 |  | Z2 |  | 8532.24.10 |  |  |  | 1 | 1 | EA |  |  | PC |  | 1000 |  | 1
FBRLAL60000866 | GRM21BR71H474KA88L | CAP CER 0.47UF 50V X7R 0805 | 275A | BC1 |  | ZBC1 |  | ZROH | 2100 | W002 | PD | MG6200 | P01 | WB | 0 | PC | 0 | PC |  | 0 | 27 | 0 | PC | F |  | 0 | PC | 2022-10-11 |  | Z2 |  | 8532.24.10 |  |  |  | 1 | 1 | PC |  |  | PC |  | 1000 |  | 1
FBRLAL60000848 |  | Li-íon 063450 3,7V-1100mAh cod. 1919 | 275A | BC1 |  | ZBC1 |  | ZROH | 2100 | W002 | PD | MG0000 | P01 | WB | 0 | PC | 0 | PC |  | 0 | 27 | 0 | PC | F |  | 0 | PC | 2022-10-11 |  | Z2 |  | 8507.60.00 |  |  |  | 1 | 1 | EA |  |  | PC |  | 1000 |  | 1
FBRLAL60000848 |  | Li-íon 063450 3,7V-1100mAh cod. 1919 | 275A | BC1 |  | ZBC1 |  | ZROH | 2100 | W002 | PD | MG0000 | P01 | WB | 0 | PC | 0 | PC |  | 0 | 27 | 0 | PC | F |  | 0 | PC | 2022-10-11 |  | Z2 |  | 8507.60.00 |  |  |  | 1 | 1 | PC |  |  | PC |  | 1000 |  | 1
FBRLAL60000847 | 142-0701-231 | SMA Connector Jack, Female Socket 50Ohm | 275A | BC1 |  | ZBC1 |  | ZROH | 2100 | W002 | PD | MG3400 | P01 | WB | 0 | PC | 0 | PC |  | 0 | 27 | 0 | PC | F |  | 0 | PC | 2022-10-11 |  | Z2 |  | 8536.90.40.031 |  |  |  | 1 | 1 | EA |  |  | PC |  | 1000 |  | 1
FBRLAL60000847 | 142-0701-231 | SMA Connector Jack, Female Socket 50Ohm | 275A | BC1 |  | ZBC1 |  | ZROH | 2100 | W002 | PD | MG3400 | P01 | WB | 0 | PC | 0 | PC |  | 0 | 27 | 0 | PC | F |  | 0 | PC | 2022-10-11 |  | Z2 |  | 8536.90.40.031 |  |  |  | 1 | 1 | PC |  |  | PC |  | 1000 |  | 1
FBRLAL60000851 | 06035A220JAT2A | CAP CER 22PF 50V NP0 0603 | 275A | BC1 |  | ZBC1 |  | ZROH | 2100 | W002 | PD | MG6200 | P01 | WB | 0 | PC | 0 | PC |  | 0 | 27 | 0 | PC | F |  | 0 | PC | 2022-10-11 |  | Z2 |  | 8532.24.10 |  |  |  | 1 | 1 | EA |  |  | PC |  | 1000 |  | 1
FBRLAL60000851 | 06035A220JAT2A | CAP CER 22PF 50V NP0 0603 | 275A | BC1 |  | ZBC1 |  | ZROH | 2100 | W002 | PD | MG6200 | P01 | WB | 0 | PC | 0 | PC |  | 0 | 27 | 0 | PC | F |  | 0 | PC | 2022-10-11 |  | Z2 |  | 8532.24.10 |  |  |  | 1 | 1 | PC |  |  | PC |  | 1000 |  | 1
FBRLAL60000856 | C0805C106K8PACTU | 10µF ±10% 10V Ceramic Capacitor X5R 0805 | 275A | BC1 |  | ZBC1 |  | ZROH | 2100 | W002 | PD | MG6200 | P01 | WB | 0 | PC | 0 | PC |  | 0 | 27 | 0 | PC | F |  | 0 | PC | 2022-10-11 |  | Z2 |  | 8532.24.10 |  |  |  | 1 | 1 | EA |  |  | PC |  | 1000 |  | 1
FBRLAL60000856 | C0805C106K8PACTU | 10µF ±10% 10V Ceramic Capacitor X5R 0805 | 275A | BC1 |  | ZBC1 |  | ZROH | 2100 | W002 | PD | MG6200 | P01 | WB | 0 | PC | 0 | PC |  | 0 | 27 | 0 | PC | F |  | 0 | PC | 2022-10-11 |  | Z2 |  | 8532.24.10 |  |  |  | 1 | 1 | PC |  |  | PC |  | 1000 |  | 1
FBRLAL60000855 | C0805C106K3PAC7800 | 10µF ±10% 25V Ceramic Capacitor X5R 0805 | 275A | BC1 |  | ZBC1 |  | ZROH | 2100 | W002 | PD | MG6200 | P01 | WB | 0 | PC | 0 | PC |  | 0 | 27 | 0 | PC | F |  | 0 | PC | 2022-10-11 |  | Z2 |  | 8532.24.10 |  |  |  | 1 | 1 | EA |  |  | PC | 495.18 | 1000 |  | 1 | D
FBRLAL60000855 | C0805C106K3PAC7800 | 10µF ±10% 25V Ceramic Capacitor X5R 0805 | 275A | BC1 |  | ZBC1 |  | ZROH | 2100 | W002 | PD | MG6200 | P01 | WB | 0 | PC | 0 | PC |  | 0 | 27 | 0 | PC | F |  | 0 | PC | 2022-10-11 |  | Z2 |  | 8532.24.10 |  |  |  | 1 | 1 | PC |  |  | PC | 495.18 | 1000 |  | 1 | D
FBRLAL60000854 | C0603C103J5RAC7867 | CAP CER 10000PF 50V X7R 0603 | 275A | BC1 |  | ZBC1 |  | ZROH | 2100 | W002 | PD | MG6200 | P01 | WB | 0 | PC | 0 | PC |  | 0 | 27 | 0 | PC | F |  | 0 | PC | 2022-10-11 |  | Z2 |  | 8532.24.10 |  |  |  | 1 | 1 | EA |  |  | PC |  | 1000 |  | 1
FBRLAL60000854 | C0603C103J5RAC7867 | CAP CER 10000PF 50V X7R 0603 | 275A | BC1 |  | ZBC1 |  | ZROH | 2100 | W002 | PD | MG6200 | P01 | WB | 0 | PC | 0 | PC |  | 0 | 27 | 0 | PC | F |  | 0 | PC | 2022-10-11 |  | Z2 |  | 8532.24.10 |  |  |  | 1 | 1 | PC |  |  | PC |  | 1000 |  | 1
FBRLAL60000853 | C1608X7R1A225K080AC | CAP CER 2.2UF 10V 10% X5R 0603 | 275A | BC1 |  | ZBC1 |  | ZROH | 2100 | W002 | PD | MG6200 | P01 | WB | 0 | PC | 0 | PC |  | 0 | 27 | 0 | PC | F |  | 0 | PC | 2022-10-11 |  | Z2 |  | 8532.24.10 |  |  |  | 1 | 1 | EA |  |  | PC |  | 1000 |  | 1
FBRLAL60000853 | C1608X7R1A225K080AC | CAP CER 2.2UF 10V 10% X5R 0603 | 275A | BC1 |  | ZBC1 |  | ZROH | 2100 | W002 | PD | MG6200 | P01 | WB | 0 | PC | 0 | PC |  | 0 | 27 | 0 | PC | F |  | 0 | PC | 2022-10-11 |  | Z2 |  | 8532.24.10 |  |  |  | 1 | 1 | PC |  |  | PC |  | 1000 |  | 1
FBRLAL60000852 | C1608X5R1A226M080AC | CAP CER 22UF 10V 20% X5R 0603 | 275A | BC1 |  | ZBC1 |  | ZROH | 2100 | W002 | PD | MG6200 | P01 | WB | 0 | PC | 0 | PC |  | 0 | 27 | 0 | PC | F |  | 0 | PC | 2022-10-11 |  | Z2 |  | 8532.24.10 |  |  |  | 1 | 1 | EA |  |  | PC |  | 1000 |  | 1
FBRLAL60000852 | C1608X5R1A226M080AC | CAP CER 22UF 10V 20% X5R 0603 | 275A | BC1 |  | ZBC1 |  | ZROH | 2100 | W002 | PD | MG6200 | P01 | WB | 0 | PC | 0 | PC |  | 0 | 27 | 0 | PC | F |  | 0 | PC | 2022-10-11 |  | Z2 |  | 8532.24.10 |  |  |  | 1 | 1 | PC |  |  | PC |  | 1000 |  | 1
FBRLAL60000874 | B5B-PH-SM4-TB(LF)(SN) | CONN HEADER PH TOP 5POS 2MM SMD | 275A | BC1 |  | ZBC1 |  | ZROH | 2100 | W002 | PD | MG3400 | P01 | WB | 0 | PC | 0 | PC |  | 0 | 27 | 0 | PC | F |  | 0 | PC | 2022-10-11 |  | Z2 |  | 8536.90.40 |  |  |  | 1 | 1 | EA |  |  | PC |  | 1000 |  | 1
FBRLAL60000874 | B5B-PH-SM4-TB(LF)(SN) | CONN HEADER PH TOP 5POS 2MM SMD | 275A | BC1 |  | ZBC1 |  | ZROH | 2100 | W002 | PD | MG3400 | P01 | WB | 0 | PC | 0 | PC |  | 0 | 27 | 0 | PC | F |  | 0 | PC | 2022-10-11 |  | Z2 |  | 8536.90.40 |  |  |  | 1 | 1 | PC |  |  | PC |  | 1000 |  | 1
FBRLAL60000886 | VLMG1300-GS08 | LED YELLOW GREEN 0603 SMD | 275A | BC1 |  | ZBC1 |  | ZROH | 2100 | W002 | PD | MG5200 | P01 | WB | 0 | PC | 0 | PC |  | 0 | 27 | 0 | PC | F |  | 0 | PC | 2022-10-11 |  | Z2 |  | 8541.41.21 |  |  |  | 1 | 1 | EA |  |  | PC | 6175.45 | 1000 |  | 1 | A
FBRLAL60000886 | VLMG1300-GS08 | LED YELLOW GREEN 0603 SMD | 275A | BC1 |  | ZBC1 |  | ZROH | 2100 | W002 | PD | MG5200 | P01 | WB | 0 | PC | 0 | PC |  | 0 | 27 | 0 | PC | F |  | 0 | PC | 2022-10-11 |  | Z2 |  | 8541.41.21 |  |  |  | 1 | 1 | PC |  |  | PC | 6175.45 | 1000 |  | 1 | A
FBRLAL60000885 | LSR976-NR-1 | Red 633nm LED Indication - Discrete 2V 0 | 275A | BC1 |  | ZBC1 |  | ZROH | 2100 | W002 | PD | MG5200 | P01 | WB | 0 | PC | 0 | PC |  | 0 | 27 | 0 | PC | F |  | 0 | PC | 2022-10-11 |  | Z2 |  | 8541.41.21 |  |  |  | 1 | 1 | EA |  |  | PC |  | 1000 |  | 1
FBRLAL60000885 | LSR976-NR-1 | Red 633nm LED Indication - Discrete 2V 0 | 275A | BC1 |  | ZBC1 |  | ZROH | 2100 | W002 | PD | MG5200 | P01 | WB | 0 | PC | 0 | PC |  | 0 | 27 | 0 | PC | F |  | 0 | PC | 2022-10-11 |  | Z2 |  | 8541.41.21 |  |  |  | 1 | 1 | PC |  |  | PC |  | 1000 |  | 1
FBRLAL60000883 | LQW18AS27NG0ZD | Inductor RF Chip Wirewound 0.027uH 2% 25 | 275A | BC1 |  | ZBC1 |  | ZROH | 2100 | W002 | PD | MG6300 | P01 | WB | 0 | PC | 0 | PC |  | 0 | 27 | 0 | PC | F |  | 0 | PC | 2022-10-11 |  | Z2 |  | 8504.50.00.002 |  |  |  | 1 | 1 | EA |  |  | PC |  | 1000 |  | 1
FBRLAL60000883 | LQW18AS27NG0ZD | Inductor RF Chip Wirewound 0.027uH 2% 25 | 275A | BC1 |  | ZBC1 |  | ZROH | 2100 | W002 | PD | MG6300 | P01 | WB | 0 | PC | 0 | PC |  | 0 | 27 | 0 | PC | F |  | 0 | PC | 2022-10-11 |  | Z2 |  | 8504.50.00.002 |  |  |  | 1 | 1 | PC |  |  | PC |  | 1000 |  | 1
FBRLAL60000884 | SDR1006-470KL | FIXED IND 47UH 1.25A 170 MOHM | 275A | BC1 |  | ZBC1 |  | ZROH | 2100 | W002 | PD | MG6300 | P01 | WB | 0 | PC | 0 | PC |  | 0 | 27 | 0 | PC | F |  | 0 | PC | 2022-10-11 |  | Z2 |  | 8504.50.00.002 |  |  |  | 1 | 1 | EA |  |  | PC |  | 1000 |  | 1
FBRLAL60000884 | SDR1006-470KL | FIXED IND 47UH 1.25A 170 MOHM | 275A | BC1 |  | ZBC1 |  | ZROH | 2100 | W002 | PD | MG6300 | P01 | WB | 0 | PC | 0 | PC |  | 0 | 27 | 0 | PC | F |  | 0 | PC | 2022-10-11 |  | Z2 |  | 8504.50.00.002 |  |  |  | 1 | 1 | PC |  |  | PC |  | 1000 |  | 1
FBRLAL60000881 | 693043020611 | CON SMART CARD PUSH-PULL (693043020611) | 275A | BC1 |  | ZBC1 |  | ZROH | 2100 | W002 | PD | MG3400 | P01 | WB | 0 | PC | 0 | PC |  | 0 | 27 | 0 | PC | F |  | 0 | PC | 2022-10-11 |  | Z2 |  | 8536.90.40 |  |  |  | 1 | 1 | EA |  |  | PC |  | 1000 |  | 1
FBRLAL60000881 | 693043020611 | CON SMART CARD PUSH-PULL (693043020611) | 275A | BC1 |  | ZBC1 |  | ZROH | 2100 | W002 | PD | MG3400 | P01 | WB | 0 | PC | 0 | PC |  | 0 | 27 | 0 | PC | F |  | 0 | PC | 2022-10-11 |  | Z2 |  | 8536.90.40 |  |  |  | 1 | 1 | PC |  |  | PC |  | 1000 |  | 1
FBRLAL60000887 | BC817-25W-7 | TRANS NPN 45V 0.5A SC70-3 | 275A | BC1 |  | ZBC1 |  | ZROH | 2100 | W002 | PD | MG5100 | P01 | WB | 0 | PC | 0 | PC |  | 0 | 27 | 0 | PC | F |  | 0 | PC | 2022-10-11 |  | Z2 |  | 8541.21.20 |  |  |  | 1 | 1 | EA |  |  | PC |  | 1000 |  | 1
FBRLAL60000887 | BC817-25W-7 | TRANS NPN 45V 0.5A SC70-3 | 275A | BC1 |  | ZBC1 |  | ZROH | 2100 | W002 | PD | MG5100 | P01 | WB | 0 | PC | 0 | PC |  | 0 | 27 | 0 | PC | F |  | 0 | PC | 2022-10-11 |  | Z2 |  | 8541.21.20 |  |  |  | 1 | 1 | PC |  |  | PC |  | 1000 |  | 1
FBRLAL60000902 | RC0603FR-071K5L | RES SMD 1.5K OHM 1% 1/10W 0603 | 275A | BC1 |  | ZBC1 |  | ZROH | 2100 | W002 | PD | MG6100 | P01 | WB | 0 | PC | 0 | PC |  | 0 | 27 | 0 | PC | F |  | 0 | PC | 2022-10-11 |  | Z2 |  | 8533.21.20 |  |  |  | 1 | 1 | EA |  |  | PC |  | 1000 |  | 1
FBRLAL60000902 | RC0603FR-071K5L | RES SMD 1.5K OHM 1% 1/10W 0603 | 275A | BC1 |  | ZBC1 |  | ZROH | 2100 | W002 | PD | MG6100 | P01 | WB | 0 | PC | 0 | PC |  | 0 | 27 | 0 | PC | F |  | 0 | PC | 2022-10-11 |  | Z2 |  | 8533.21.20 |  |  |  | 1 | 1 | PC |  |  | PC |  | 1000 |  | 1
FBRLAL60000901 | RC0603JR-071KL | RES SMD 1K OHM 5% 1/10W 0603 | 275A | BC1 |  | ZBC1 |  | ZROH | 2100 | W002 | PD | MG6100 | P01 | WB | 0 | PC | 0 | PC |  | 0 | 27 | 0 | PC | F |  | 0 | PC | 2022-10-11 |  | Z2 |  | 8533.21.20 |  |  |  | 1 | 1 | EA |  |  | PC |  | 1000 |  | 1
FBRLAL60000901 | RC0603JR-071KL | RES SMD 1K OHM 5% 1/10W 0603 | 275A | BC1 |  | ZBC1 |  | ZROH | 2100 | W002 | PD | MG6100 | P01 | WB | 0 | PC | 0 | PC |  | 0 | 27 | 0 | PC | F |  | 0 | PC | 2022-10-11 |  | Z2 |  | 8533.21.20 |  |  |  | 1 | 1 | PC |  |  | PC |  | 1000 |  | 1
FBRLAL60000890 | FDN5618P | P-Channel 60V 1.25A (Ta) 500mW (Ta) Surf | 275A | BC1 |  | ZBC1 |  | ZROH | 2100 | W002 | PD | MG5100 | P01 | WB | 0 | PC | 0 | PC |  | 0 | 27 | 0 | PC | F |  | 0 | PC | 2022-10-11 |  | Z2 |  | 8541.21.20 |  |  |  | 1 | 1 | EA |  |  | PC |  | 1000 |  | 1
FBRLAL60000890 | FDN5618P | P-Channel 60V 1.25A (Ta) 500mW (Ta) Surf | 275A | BC1 |  | ZBC1 |  | ZROH | 2100 | W002 | PD | MG5100 | P01 | WB | 0 | PC | 0 | PC |  | 0 | 27 | 0 | PC | F |  | 0 | PC | 2022-10-11 |  | Z2 |  | 8541.21.20 |  |  |  | 1 | 1 | PC |  |  | PC |  | 1000 |  | 1
FBRLAL60000889 | BC807-40LT1G | TRANS PNP 45V 0.5A SOT23 | 275A | BC1 |  | ZBC1 |  | ZROH | 2100 | W002 | PD | MG5100 | P01 | WB | 0 | PC | 0 | PC |  | 0 | 27 | 0 | PC | F |  | 0 | PC | 2022-10-11 |  | Z2 |  | 8541.21.20 |  |  |  | 1 | 1 | EA |  |  | PC |  | 1000 |  | 1
FBRLAL60000889 | BC807-40LT1G | TRANS PNP 45V 0.5A SOT23 | 275A | BC1 |  | ZBC1 |  | ZROH | 2100 | W002 | PD | MG5100 | P01 | WB | 0 | PC | 0 | PC |  | 0 | 27 | 0 | PC | F |  | 0 | PC | 2022-10-11 |  | Z2 |  | 8541.21.20 |  |  |  | 1 | 1 | PC |  |  | PC |  | 1000 |  | 1
FBRLAL60000888 | DMP2110UW-7 | MOSFET 8V~24V SOT323 | 275A | BC1 |  | ZBC1 |  | ZROH | 2100 | W002 | PD | MG5100 | P01 | WB | 0 | PC | 0 | PC |  | 0 | 27 | 0 | PC | F |  | 0 | PC | 2022-10-11 |  | Z2 |  | 8541.21.20 |  |  |  | 1 | 1 | EA |  |  | PC |  | 1000 |  | 1
FBRLAL60000888 | DMP2110UW-7 | MOSFET 8V~24V SOT323 | 275A | BC1 |  | ZBC1 |  | ZROH | 2100 | W002 | PD | MG5100 | P01 | WB | 0 | PC | 0 | PC |  | 0 | 27 | 0 | PC | F |  | 0 | PC | 2022-10-11 |  | Z2 |  | 8541.21.20 |  |  |  | 1 | 1 | PC |  |  | PC |  | 1000 |  | 1
FBRLAL60000870 | 22284025 | CONN HEADER 2POS .100 VERT GOLD | 275A | BC1 |  | ZBC1 |  | ZROH | 2100 | W002 | PD | MG3400 | P01 | WB | 0 | PC | 0 | PC |  | 0 | 27 | 0 | PC | F |  | 0 | PC | 2022-10-11 |  | Z2 |  | 8536.90.40.031 |  |  |  | 1 | 1 | EA |  |  | PC |  | 1000 |  | 1
FBRLAL60000870 | 22284025 | CONN HEADER 2POS .100 VERT GOLD | 275A | BC1 |  | ZBC1 |  | ZROH | 2100 | W002 | PD | MG3400 | P01 | WB | 0 | PC | 0 | PC |  | 0 | 27 | 0 | PC | F |  | 0 | PC | 2022-10-11 |  | Z2 |  | 8536.90.40.031 |  |  |  | 1 | 1 | PC |  |  | PC |  | 1000 |  | 1
FBRLAL60000869 | 2908-05WB-MG | Memory Card Connector microSD#, 2908-05W | 275A | BC1 |  | ZBC1 |  | ZROH | 2100 | W002 | PD | MG3400 | P01 | WB | 0 | PC | 0 | PC |  | 0 | 27 | 0 | PC | F |  | 0 | PC | 2022-10-11 |  | Z2 |  | 8536.90.40 |  |  |  | 1 | 1 | EA |  |  | PC |  | 1000 |  | 1
FBRLAL60000869 | 2908-05WB-MG | Memory Card Connector microSD#, 2908-05W | 275A | BC1 |  | ZBC1 |  | ZROH | 2100 | W002 | PD | MG3400 | P01 | WB | 0 | PC | 0 | PC |  | 0 | 27 | 0 | PC | F |  | 0 | PC | 2022-10-11 |  | Z2 |  | 8536.90.40 |  |  |  | 1 | 1 | PC |  |  | PC |  | 1000 |  | 1
FBRLAL60000877 | A-DF 09 A/KG-T2S | 9 Posição D-Sub Receptáculo, soquetes fê | 275A | BC1 |  | ZBC1 |  | ZROH | 2100 | W002 | PD | MG3400 | P01 | WB | 0 | PC | 0 | PC |  | 0 | 27 | 0 | PC | F |  | 0 | PC | 2022-10-11 |  | Z2 |  | 8536.90.40.031 |  |  |  | 1 | 1 | EA |  |  | PC |  | 1000 |  | 1
FBRLAL60000877 | A-DF 09 A/KG-T2S | 9 Posição D-Sub Receptáculo, soquetes fê | 275A | BC1 |  | ZBC1 |  | ZROH | 2100 | W002 | PD | MG3400 | P01 | WB | 0 | PC | 0 | PC |  | 0 | 27 | 0 | PC | F |  | 0 | PC | 2022-10-11 |  | Z2 |  | 8536.90.40.031 |  |  |  | 1 | 1 | PC |  |  | PC |  | 1000 |  | 1
FBRLAL60000876 | B2B-PH-SM4-TB(LF)(SN) | CONN HEADER PH TOP 2POS 2MM SMD | 275A | BC1 |  | ZBC1 |  | ZROH | 2100 | W002 | PD | MG3400 | P01 | WB | 0 | PC | 0 | PC |  | 0 | 27 | 0 | PC | F |  | 0 | PC | 2022-10-11 |  | Z2 |  | 8536.90.40.007 |  |  |  | 1 | 1 | EA |  |  | PC | 2576.65 | 1000 |  | 1 | A
FBRLAL60000876 | B2B-PH-SM4-TB(LF)(SN) | CONN HEADER PH TOP 2POS 2MM SMD | 275A | BC1 |  | ZBC1 |  | ZROH | 2100 | W002 | PD | MG3400 | P01 | WB | 0 | PC | 0 | PC |  | 0 | 27 | 0 | PC | F |  | 0 | PC | 2022-10-11 |  | Z2 |  | 8536.90.40.007 |  |  |  | 1 | 1 | PC |  |  | PC | 2576.65 | 1000 |  | 1 | A
FBRLAL60000875 | B3B-PH-SM4-TB(LF)(SN) | CONN HEADER PH TOP 3POS 2MM SMD | 275A | BC1 |  | ZBC1 |  | ZROH | 2100 | W002 | PD | MG3400 | P01 | WB | 0 | PC | 0 | PC |  | 0 | 27 | 0 | PC | F |  | 0 | PC | 2022-10-11 |  | Z2 |  | 8536.90.40.007 |  |  |  | 1 | 1 | EA |  |  | PC | 2904.2 | 1000 |  | 1 | A
FBRLAL60000875 | B3B-PH-SM4-TB(LF)(SN) | CONN HEADER PH TOP 3POS 2MM SMD | 275A | BC1 |  | ZBC1 |  | ZROH | 2100 | W002 | PD | MG3400 | P01 | WB | 0 | PC | 0 | PC |  | 0 | 27 | 0 | PC | F |  | 0 | PC | 2022-10-11 |  | Z2 |  | 8536.90.40.007 |  |  |  | 1 | 1 | PC |  |  | PC | 2904.2 | 1000 |  | 1 | A
FBRLAL60000871 | RJLSE4238101T | RJLSE4238101T | 275A | BC1 |  | ZBC1 |  | ZROH | 2100 | W002 | PD | MG3400 | P01 | WB | 0 | PC | 0 | PC |  | 0 | 27 | 0 | PC | F |  | 0 | PC | 2022-10-11 |  | Z2 |  | 8536.90.40 |  |  |  | 1 | 1 | EA |  |  | PC |  | 1000 |  | 1
FBRLAL60000871 | RJLSE4238101T | RJLSE4238101T | 275A | BC1 |  | ZBC1 |  | ZROH | 2100 | W002 | PD | MG3400 | P01 | WB | 0 | PC | 0 | PC |  | 0 | 27 | 0 | PC | F |  | 0 | PC | 2022-10-11 |  | Z2 |  | 8536.90.40 |  |  |  | 1 | 1 | PC |  |  | PC |  | 1000 |  | 1
FBRLAL60000880 | WR9ME2000LCP-F(R6B) | AC/DC WALL MOUNT ADAPTER 12V 24W | 275A | BC1 |  | ZBC1 |  | ZROH | 2100 | W002 | PD | MG0000 | P01 | WB | 0 | PC | 0 | PC |  | 0 | 27 | 0 | PC | F |  | 0 | PC | 2022-10-11 |  | Z2 |  | 8504.40.21 |  |  |  | 1 | 1 | EA |  |  | PC |  | 1000 |  | 1
FBRLAL60000880 | WR9ME2000LCP-F(R6B) | AC/DC WALL MOUNT ADAPTER 12V 24W | 275A | BC1 |  | ZBC1 |  | ZROH | 2100 | W002 | PD | MG0000 | P01 | WB | 0 | PC | 0 | PC |  | 0 | 27 | 0 | PC | F |  | 0 | PC | 2022-10-11 |  | Z2 |  | 8504.40.21 |  |  |  | 1 | 1 | PC |  |  | PC |  | 1000 |  | 1
FBRLAL60000879 | MMZ1608R301ATA00 | FERRITE CHIP 300 OHM 500MA 0603 | 275A | BC1 |  | ZBC1 |  | ZROH | 2100 | W002 | PD | MG6300 | P01 | WB | 0 | PC | 0 | PC |  | 0 | 27 | 0 | PC | F |  | 0 | PC | 2022-10-11 |  | Z2 |  | 8504.90.10 |  |  |  | 1 | 1 | EA |  |  | PC |  | 1000 |  | 1
FBRLAL60000879 | MMZ1608R301ATA00 | FERRITE CHIP 300 OHM 500MA 0603 | 275A | BC1 |  | ZBC1 |  | ZROH | 2100 | W002 | PD | MG6300 | P01 | WB | 0 | PC | 0 | PC |  | 0 | 27 | 0 | PC | F |  | 0 | PC | 2022-10-11 |  | Z2 |  | 8504.90.10 |  |  |  | 1 | 1 | PC |  |  | PC |  | 1000 |  | 1
FBRLAL60000878 | NUP4114UCW1T2G | TVS DIODE 5.5V 10V SC88 | 275A | BC1 |  | ZBC1 |  | ZROH | 2100 | W002 | PD | MG5200 | P01 | WB | 0 | PC | 0 | PC |  | 0 | 27 | 0 | PC | F |  | 0 | PC | 2022-10-11 |  | Z2 |  | 8541.10.29 |  |  |  | 1 | 1 | EA |  |  | PC |  | 1000 |  | 1
FBRLAL60000878 | NUP4114UCW1T2G | TVS DIODE 5.5V 10V SC88 | 275A | BC1 |  | ZBC1 |  | ZROH | 2100 | W002 | PD | MG5200 | P01 | WB | 0 | PC | 0 | PC |  | 0 | 27 | 0 | PC | F |  | 0 | PC | 2022-10-11 |  | Z2 |  | 8541.10.29 |  |  |  | 1 | 1 | PC |  |  | PC |  | 1000 |  | 1
FBRLAL60000873 | PTSA1.5/2-3,5-Z | 2 Position Wire to Board Terminal Block | 275A | BC1 |  | ZBC1 |  | ZROH | 2100 | W002 | PD | MG0000 | P01 | WB | 0 | PC | 0 | PC |  | 0 | 27 | 0 | PC | F |  | 0 | PC | 2022-10-11 |  | Z2 |  | 8536.90.40.031 |  |  |  | 1 | 1 | EA |  |  | PC |  | 1000 |  | 1
FBRLAL60000873 | PTSA1.5/2-3,5-Z | 2 Position Wire to Board Terminal Block | 275A | BC1 |  | ZBC1 |  | ZROH | 2100 | W002 | PD | MG0000 | P01 | WB | 0 | PC | 0 | PC |  | 0 | 27 | 0 | PC | F |  | 0 | PC | 2022-10-11 |  | Z2 |  | 8536.90.40.031 |  |  |  | 1 | 1 | PC |  |  | PC |  | 1000 |  | 1
FBRLAL60000872 | PTSA0,5/8-2,5-Z | 8 Position Wire to Board Terminal Block | 275A | BC1 |  | ZBC1 |  | ZROH | 2100 | W002 | PD | MG0000 | P01 | WB | 0 | PC | 0 | PC |  | 0 | 27 | 0 | PC | F |  | 0 | PC | 2022-10-11 |  | Z2 |  | 8536.90.40.031 |  |  |  | 1 | 1 | EA |  |  | PC |  | 1000 |  | 1
FBRLAL60000872 | PTSA0,5/8-2,5-Z | 8 Position Wire to Board Terminal Block | 275A | BC1 |  | ZBC1 |  | ZROH | 2100 | W002 | PD | MG0000 | P01 | WB | 0 | PC | 0 | PC |  | 0 | 27 | 0 | PC | F |  | 0 | PC | 2022-10-11 |  | Z2 |  | 8536.90.40.031 |  |  |  | 1 | 1 | PC |  |  | PC |  | 1000 |  | 1
FBRLAL60000882 | MLC7540-142MEB | FIXED IND 1.4UH 14.1A 8 MOHM SMD | 275A | BC1 |  | ZBC1 |  | ZROH | 2100 | W002 | PD | MG6300 | P01 | WB | 0 | PC | 0 | PC |  | 0 | 27 | 0 | PC | F |  | 0 | PC | 2022-10-11 |  | Z2 |  | 8504.50.00.002 |  |  |  | 1 | 1 | EA |  |  | PC |  | 1000 |  | 1
FBRLAL60000882 | MLC7540-142MEB | FIXED IND 1.4UH 14.1A 8 MOHM SMD | 275A | BC1 |  | ZBC1 |  | ZROH | 2100 | W002 | PD | MG6300 | P01 | WB | 0 | PC | 0 | PC |  | 0 | 27 | 0 | PC | F |  | 0 | PC | 2022-10-11 |  | Z2 |  | 8504.50.00.002 |  |  |  | 1 | 1 | PC |  |  | PC |  | 1000 |  | 1
FBRLAMSF002-FG |  | IoT data collection device | 275A | BC4 |  | ZBC1 |  | ZFRT | 2200 | 2200 | PD | MG15H | P01 | EX | 0 | PC | 0 | PC |  | 0 | 0 | 0 | PC | X |  | 0 | PC | 2022-10-20 |  | Z2 |  | 8517.62.77 |  |  |  | 1 | 1 | EA |  |  | PC |  | 1000 |  | 1
FBRLAMSF002-FG |  | IoT data collection device | 275A | BC4 |  | ZBC1 |  | ZFRT | 2200 | 2200 | PD | MG15H | P01 | EX | 0 | PC | 0 | PC |  | 0 | 0 | 0 | PC | X |  | 0 | PC | 2022-10-20 |  | Z2 |  | 8517.62.77 |  |  |  | 1 | 1 | PC |  |  | PC |  | 1000 |  | 1
FBRLASEN-T001 |  | Sensor_T IoT Device Board | 275A | BC5 |  | ZBC1 |  | ZHLB | 2200 | 2200 | PD | MG15 | P01 | EX | 0 | PC | 0 | PC |  | 0 | 0 | 0 | PC | X |  | 0 | PC | 2022-10-25 |  | Z2 |  | 8517.62.77 |  |  |  | 1 | 1 | EA |  |  | PC |  | 1000 |  | 1
FBRLASEN-T001 |  | Sensor_T IoT Device Board | 275A | BC5 |  | ZBC1 |  | ZHLB | 2200 | 2200 | PD | MG15 | P01 | EX | 0 | PC | 0 | PC |  | 0 | 0 | 0 | PC | X |  | 0 | PC | 2022-10-25 |  | Z2 |  | 8517.62.77 |  |  |  | 1 | 1 | PC |  |  | PC |  | 1000 |  | 1
FBRLAL60000944 | 10118194-0001LF | CONN USB MICRO B RECPT SMT R/A | 275A | BC1 |  | ZBC1 |  | ZROH | 2100 | W002 | PD | MG3400 | P01 | WB | 0 | PC | 0 | PC |  | 0 | 27 | 0 | PC | F |  | 0 | PC | 2022-10-25 |  | Z2 |  | 8536.90.40.007 |  |  |  | 1 | 1 | EA |  |  | PC | 2224.38 | 1000 |  | 1 | B
FBRLAL60000944 | 10118194-0001LF | CONN USB MICRO B RECPT SMT R/A | 275A | BC1 |  | ZBC1 |  | ZROH | 2100 | W002 | PD | MG3400 | P01 | WB | 0 | PC | 0 | PC |  | 0 | 27 | 0 | PC | F |  | 0 | PC | 2022-10-25 |  | Z2 |  | 8536.90.40.007 |  |  |  | 1 | 1 | PC |  |  | PC | 2224.38 | 1000 |  | 1 | B
FBRLAL60000945 | MMZ1608R301ATA00 | FERRITE CHIP 300 OHM 500MA 0603 | 275A | BC1 |  | ZBC1 |  | ZROH | 2100 | W002 | PD | MG6300 | P01 | WB | 0 | PC | 0 | PC |  | 0 | 27 | 0 | PC | F |  | 0 | PC | 2022-10-25 |  | Z2 |  | 8504.90.10 |  |  |  | 1 | 1 | EA |  |  | PC | 260.46 | 1000 |  | 1 | D
FBRLAL60000945 | MMZ1608R301ATA00 | FERRITE CHIP 300 OHM 500MA 0603 | 275A | BC1 |  | ZBC1 |  | ZROH | 2100 | W002 | PD | MG6300 | P01 | WB | 0 | PC | 0 | PC |  | 0 | 27 | 0 | PC | F |  | 0 | PC | 2022-10-25 |  | Z2 |  | 8504.90.10 |  |  |  | 1 | 1 | PC |  |  | PC | 260.46 | 1000 |  | 1 | D
FBRLAL60000946 | VEL05US050-EU-UB | Fonte AC_DC ent. 95 a 265VAC saída 5V@1A | 275A | BC1 |  | ZBC1 |  | ZROH | 2100 | W002 | PD | MG0000 | P01 | WB | 0 | PC | 0 | PC |  | 0 | 27 | 0 | PC | F |  | 0 | PC | 2022-10-25 |  | Z2 |  | 8504.40.21 |  |  |  | 1 | 1 | EA |  |  | PC | 49338.22 | 1000 |  | 1 | A
FBRLAL60000946 | VEL05US050-EU-UB | Fonte AC_DC ent. 95 a 265VAC saída 5V@1A | 275A | BC1 |  | ZBC1 |  | ZROH | 2100 | W002 | PD | MG0000 | P01 | WB | 0 | PC | 0 | PC |  | 0 | 27 | 0 | PC | F |  | 0 | PC | 2022-10-25 |  | Z2 |  | 8504.40.21 |  |  |  | 1 | 1 | PC |  |  | PC | 49338.22 | 1000 |  | 1 | A
FBRLAL60000947 | 961102-6404-AR | CON HEADER BP 02X1 2.54MM VERT (961102-6 | 275A | BC1 |  | ZBC1 |  | ZROH | 2100 | W002 | PD | MG3400 | P01 | WB | 0 | PC | 0 | PC |  | 0 | 27 | 0 | PC | F |  | 0 | PC | 2022-10-25 |  | Z2 |  | 8536.90.40.031 |  |  |  | 1 | 1 | EA |  |  | PC |  | 1000 |  | 1
FBRLAL60000947 | 961102-6404-AR | CON HEADER BP 02X1 2.54MM VERT (961102-6 | 275A | BC1 |  | ZBC1 |  | ZROH | 2100 | W002 | PD | MG3400 | P01 | WB | 0 | PC | 0 | PC |  | 0 | 27 | 0 | PC | F |  | 0 | PC | 2022-10-25 |  | Z2 |  | 8536.90.40.031 |  |  |  | 1 | 1 | PC |  |  | PC |  | 1000 |  | 1
FBRLAL60000948 | ESP32-WROOM-32E (8MB) | Rx Txrx Mod Wifi Trace Ant SMD | 275A | BC1 |  | ZBC1 |  | ZROH | 2100 | W002 | PD | MG3100 | P01 | WB | 0 | PC | 0 | PC |  | 0 | 27 | 0 | PC | F |  | 0 | PC | 2022-10-25 |  | Z2 |  | 8542.39.39 |  |  |  | 1 | 1 | EA |  |  | PC | 26017.66 | 1000 |  | 1 | A
FBRLAL60000948 | ESP32-WROOM-32E (8MB) | Rx Txrx Mod Wifi Trace Ant SMD | 275A | BC1 |  | ZBC1 |  | ZROH | 2100 | W002 | PD | MG3100 | P01 | WB | 0 | PC | 0 | PC |  | 0 | 27 | 0 | PC | F |  | 0 | PC | 2022-10-25 |  | Z2 |  | 8542.39.39 |  |  |  | 1 | 1 | PC |  |  | PC | 26017.66 | 1000 |  | 1 | A
FBRLAL60000939 |  | Li-íon 3,7V-400mAh | 275A | BC1 |  | ZBC1 |  | ZROH | 2100 | W002 | PD | MG0000 | P01 | WB | 0 | PC | 0 | PC |  | 0 | 27 | 0 | PC | F |  | 0 | PC | 2022-10-25 |  | Z2 |  | 8507.60.00 |  |  |  | 1 | 1 | EA |  |  | PC | 19940.8 | 1000 |  | 1 | A
FBRLAL60000939 |  | Li-íon 3,7V-400mAh | 275A | BC1 |  | ZBC1 |  | ZROH | 2100 | W002 | PD | MG0000 | P01 | WB | 0 | PC | 0 | PC |  | 0 | 27 | 0 | PC | F |  | 0 | PC | 2022-10-25 |  | Z2 |  | 8507.60.00 |  |  |  | 1 | 1 | PC |  |  | PC | 19940.8 | 1000 |  | 1 | A
FBRLAL60000940 | 865080142007 | SMD Aluminium Electrolytic Capacitor, Ra | 275A | BC1 |  | ZBC1 |  | ZROH | 2100 | W002 | PD | MG6200 | P01 | WB | 0 | PC | 0 | PC |  | 0 | 27 | 0 | PC | F |  | 0 | PC | 2022-10-25 |  | Z2 |  | 8532.22.00 |  |  |  | 1 | 1 | EA |  |  | PC | 973.97 | 1000 |  | 1 | D
FBRLAL60000940 | 865080142007 | SMD Aluminium Electrolytic Capacitor, Ra | 275A | BC1 |  | ZBC1 |  | ZROH | 2100 | W002 | PD | MG6200 | P01 | WB | 0 | PC | 0 | PC |  | 0 | 27 | 0 | PC | F |  | 0 | PC | 2022-10-25 |  | Z2 |  | 8532.22.00 |  |  |  | 1 | 1 | PC |  |  | PC | 973.97 | 1000 |  | 1 | D
FBRLAL60000941 | GRM188R60J226MEA0D | CAP CER 22UF 6.3V X5R 0603 | 275A | BC1 |  | ZBC1 |  | ZROH | 2100 | W002 | PD | MG6200 | P01 | WB | 0 | PC | 0 | PC |  | 0 | 27 | 0 | PC | F |  | 0 | PC | 2022-10-25 |  | Z2 |  | 8532.24.10 |  |  |  | 1 | 1 | EA |  |  | PC | 380.31 | 1000 |  | 1 | D
FBRLAL60000941 | GRM188R60J226MEA0D | CAP CER 22UF 6.3V X5R 0603 | 275A | BC1 |  | ZBC1 |  | ZROH | 2100 | W002 | PD | MG6200 | P01 | WB | 0 | PC | 0 | PC |  | 0 | 27 | 0 | PC | F |  | 0 | PC | 2022-10-25 |  | Z2 |  | 8532.24.10 |  |  |  | 1 | 1 | PC |  |  | PC | 380.31 | 1000 |  | 1 | D
FBRLAL60000942 | C0603C103K4RACTU | 10000pF ±10% 16V Ceramic Capacitor X7R 0 | 275A | BC1 |  | ZBC1 |  | ZROH | 2100 | W002 | PD | MG6200 | P01 | WB | 0 | PC | 0 | PC |  | 0 | 27 | 0 | PC | F |  | 0 | PC | 2022-10-25 |  | Z2 |  | 8532.24.10 |  |  |  | 1 | 1 | EA |  |  | PC | 102.82 | 1000 |  | 1 | D
FBRLAL60000942 | C0603C103K4RACTU | 10000pF ±10% 16V Ceramic Capacitor X7R 0 | 275A | BC1 |  | ZBC1 |  | ZROH | 2100 | W002 | PD | MG6200 | P01 | WB | 0 | PC | 0 | PC |  | 0 | 27 | 0 | PC | F |  | 0 | PC | 2022-10-25 |  | Z2 |  | 8532.24.10 |  |  |  | 1 | 1 | PC |  |  | PC | 102.82 | 1000 |  | 1 | D
FBRLAL60000943 | GRM1885C1H472JA01D | 4700pF ±5% 50V Ceramic Capacitor C0G, NP | 275A | BC1 |  | ZBC1 |  | ZROH | 2100 | W002 | PD | MG6200 | P01 | WB | 0 | PC | 0 | PC |  | 0 | 27 | 0 | PC | F |  | 0 | PC | 2022-10-25 |  | Z2 |  | 8532.24.10 |  |  |  | 1 | 1 | EA |  |  | PC | 387.71 | 1000 |  | 1 | D
FBRLAL60000943 | GRM1885C1H472JA01D | 4700pF ±5% 50V Ceramic Capacitor C0G, NP | 275A | BC1 |  | ZBC1 |  | ZROH | 2100 | W002 | PD | MG6200 | P01 | WB | 0 | PC | 0 | PC |  | 0 | 27 | 0 | PC | F |  | 0 | PC | 2022-10-25 |  | Z2 |  | 8532.24.10 |  |  |  | 1 | 1 | PC |  |  | PC | 387.71 | 1000 |  | 1 | D
FBRLASEN-T001-FG |  | Sensor_T IoT Device | 275A | BC4 |  | ZBC1 |  | ZFRT | 2200 | 2200 | PD | MG15H | P01 | EX | 0 | PC | 0 | PC |  | 0 | 0 | 0 | PC | X |  | 0 | PC | 2022-10-25 |  | Z2 |  | 8517.62.77 |  |  |  | 1 | 1 | EA |  |  | PC |  | 1000 |  | 1
FBRLASEN-T001-FG |  | Sensor_T IoT Device | 275A | BC4 |  | ZBC1 |  | ZFRT | 2200 | 2200 | PD | MG15H | P01 | EX | 0 | PC | 0 | PC |  | 0 | 0 | 0 | PC | X |  | 0 | PC | 2022-10-25 |  | Z2 |  | 8517.62.77 |  |  |  | 1 | 1 | PC |  |  | PC |  | 1000 |  | 1
FBRLAL60000949 | OQ0832510000G | 8 Position Terminal Block Header, Male P | 275A | BC1 |  | ZBC1 |  | ZROH | 2100 | W002 | PD | MG3400 | P01 | WB | 0 | PC | 0 | PC |  | 0 | 27 | 0 | PC | F |  | 0 | PC | 2022-11-09 |  | Z2 |  | 8536.90.40.031 |  |  |  | 1 | 1 | EA |  |  | PC | 2901.43 | 1000 |  | 1 | B
FBRLAL60000949 | OQ0832510000G | 8 Position Terminal Block Header, Male P | 275A | BC1 |  | ZBC1 |  | ZROH | 2100 | W002 | PD | MG3400 | P01 | WB | 0 | PC | 0 | PC |  | 0 | 27 | 0 | PC | F |  | 0 | PC | 2022-11-09 |  | Z2 |  | 8536.90.40.031 |  |  |  | 1 | 1 | PC |  |  | PC | 2901.43 | 1000 |  | 1 | B
FBRLAL60000950 | TJ0831530000G | 8 Position Terminal Block Plug, Female S | 275A | BC1 |  | ZBC1 |  | ZROH | 2100 | W002 | PD | MG3400 | P01 | WB | 0 | PC | 0 | PC |  | 0 | 27 | 0 | PC | F |  | 0 | PC | 2022-11-09 |  | Z2 |  | 8536.90.40.031 |  |  |  | 1 | 1 | EA |  |  | PC | 10158.14 | 1000 |  | 1 | A
FBRLAL60000950 | TJ0831530000G | 8 Position Terminal Block Plug, Female S | 275A | BC1 |  | ZBC1 |  | ZROH | 2100 | W002 | PD | MG3400 | P01 | WB | 0 | PC | 0 | PC |  | 0 | 27 | 0 | PC | F |  | 0 | PC | 2022-11-09 |  | Z2 |  | 8536.90.40.031 |  |  |  | 1 | 1 | PC |  |  | PC | 10158.14 | 1000 |  | 1 | A
FBRLAL60000951 | B2102USUG20C000633U1930 | Red, Yellow-Green 624nm Red, 571nm Yello | 275A | BC1 |  | ZBC1 |  | ZROH | 2100 | W002 | PD | MG5200 | P01 | WB | 0 | PC | 0 | PC |  | 0 | 27 | 0 | PC | F |  | 0 | PC | 2022-11-09 |  | Z2 |  | 8541.41.21 |  |  |  | 1 | 1 | EA |  |  | PC |  | 1000 |  | 1
FBRLAL60000951 | B2102USUG20C000633U1930 | Red, Yellow-Green 624nm Red, 571nm Yello | 275A | BC1 |  | ZBC1 |  | ZROH | 2100 | W002 | PD | MG5200 | P01 | WB | 0 | PC | 0 | PC |  | 0 | 27 | 0 | PC | F |  | 0 | PC | 2022-11-09 |  | Z2 |  | 8541.41.21 |  |  |  | 1 | 1 | PC |  |  | PC |  | 1000 |  | 1
FBRLAL60000952 | ERJ3GEYJ331V | RES SMD 330 OHM 5% 1/10W 0603 | 275A | BC1 |  | ZBC1 |  | ZROH | 2100 | W002 | PD | MG6100 | P01 | WB | 0 | PC | 0 | PC |  | 0 | 27 | 0 | PC | F |  | 0 | PC | 2022-11-09 |  | Z2 |  | 8533.21.20 |  |  |  | 1 | 1 | EA |  |  | PC | 45.57 | 1000 |  | 1 | D
FBRLAL60000952 | ERJ3GEYJ331V | RES SMD 330 OHM 5% 1/10W 0603 | 275A | BC1 |  | ZBC1 |  | ZROH | 2100 | W002 | PD | MG6100 | P01 | WB | 0 | PC | 0 | PC |  | 0 | 27 | 0 | PC | F |  | 0 | PC | 2022-11-09 |  | Z2 |  | 8533.21.20 |  |  |  | 1 | 1 | PC |  |  | PC | 45.57 | 1000 |  | 1 | D
FBRLAL60000959 | FSMSMTR | Tactile Switch SPST-NO Top Actuated Surf | 275A | BC1 |  | ZBC1 |  | ZROH | 2100 | W002 | PD | MG0000 | P01 | WB | 0 | PC | 0 | PC |  | 0 | 27 | 0 | PC | F |  | 0 | PC | 2022-11-30 |  | Z2 |  | 8536.50.90 |  |  |  | 1 | 1 | EA |  |  | PC | 2923.17 | 1000 |  | 1 | B
FBRLAL60000959 | FSMSMTR | Tactile Switch SPST-NO Top Actuated Surf | 275A | BC1 |  | ZBC1 |  | ZROH | 2100 | W002 | PD | MG0000 | P01 | WB | 0 | PC | 0 | PC |  | 0 | 27 | 0 | PC | F |  | 0 | PC | 2022-11-30 |  | Z2 |  | 8536.50.90 |  |  |  | 1 | 1 | PC |  |  | PC | 2923.17 | 1000 |  | 1 | B
FBRLAL60000958 | RC0603JR-07560KL | 560 kOhms ±5% 0.1W, 1/10W Chip Resistor | 275A | BC1 |  | ZBC1 |  | ZROH | 2100 | W002 | PD | MG6100 | P01 | WB | 0 | PC | 0 | PC |  | 0 | 27 | 0 | PC | F |  | 0 | PC | 2022-11-30 |  | Z2 |  | 8533.21.20 |  |  |  | 1 | 1 | EA |  |  | PC | 24.74 | 1000 |  | 1 | D
FBRLAL60000958 | RC0603JR-07560KL | 560 kOhms ±5% 0.1W, 1/10W Chip Resistor | 275A | BC1 |  | ZBC1 |  | ZROH | 2100 | W002 | PD | MG6100 | P01 | WB | 0 | PC | 0 | PC |  | 0 | 27 | 0 | PC | F |  | 0 | PC | 2022-11-30 |  | Z2 |  | 8533.21.20 |  |  |  | 1 | 1 | PC |  |  | PC | 24.74 | 1000 |  | 1 | D
FBRLAL60000957 | RC0603JR-07240KL | RES SMD 240K OHM 5% 1/10W 0603 | 275A | BC1 |  | ZBC1 |  | ZROH | 2100 | W002 | PD | MG6100 | P01 | WB | 0 | PC | 0 | PC |  | 0 | 27 | 0 | PC | F |  | 0 | PC | 2022-11-30 |  | Z2 |  | 8533.21.20 |  |  |  | 1 | 1 | EA |  |  | PC | 24.4 | 1000 |  | 1 | D
FBRLAL60000957 | RC0603JR-07240KL | RES SMD 240K OHM 5% 1/10W 0603 | 275A | BC1 |  | ZBC1 |  | ZROH | 2100 | W002 | PD | MG6100 | P01 | WB | 0 | PC | 0 | PC |  | 0 | 27 | 0 | PC | F |  | 0 | PC | 2022-11-30 |  | Z2 |  | 8533.21.20 |  |  |  | 1 | 1 | PC |  |  | PC | 24.4 | 1000 |  | 1 | D
FBRLAL60000956 | XZMDKCBDDG45S-9 | Red, Green, Blue (RGB) 630nm Red, 525nm | 275A | BC1 |  | ZBC1 |  | ZROH | 2100 | W002 | PD | MG5200 | P01 | WB | 0 | PC | 0 | PC |  | 0 | 27 | 0 | PC | F |  | 0 | PC | 2022-11-30 |  | Z2 |  | 8541.41.21 |  |  |  | 1 | 1 | EA |  |  | PC | 2974.12 | 1000 |  | 1 | B
FBRLAL60000956 | XZMDKCBDDG45S-9 | Red, Green, Blue (RGB) 630nm Red, 525nm | 275A | BC1 |  | ZBC1 |  | ZROH | 2100 | W002 | PD | MG5200 | P01 | WB | 0 | PC | 0 | PC |  | 0 | 27 | 0 | PC | F |  | 0 | PC | 2022-11-30 |  | Z2 |  | 8541.41.21 |  |  |  | 1 | 1 | PC |  |  | PC | 2974.12 | 1000 |  | 1 | B
FBRLAL60000955 | LTST-C235KGKRKT | LED GREEN/RED CLEAR CHIP SMD | 275A | BC1 |  | ZBC1 |  | ZROH | 2100 | W002 | PD | MG5200 | P01 | WB | 0 | PC | 0 | PC |  | 0 | 27 | 0 | PC | F |  | 0 | PC | 2022-11-30 |  | Z2 |  | 8541.41.21 |  |  |  | 1 | 1 | EA |  |  | PC | 739.27 | 1000 |  | 1 | D
FBRLAL60000955 | LTST-C235KGKRKT | LED GREEN/RED CLEAR CHIP SMD | 275A | BC1 |  | ZBC1 |  | ZROH | 2100 | W002 | PD | MG5200 | P01 | WB | 0 | PC | 0 | PC |  | 0 | 27 | 0 | PC | F |  | 0 | PC | 2022-11-30 |  | Z2 |  | 8541.41.21 |  |  |  | 1 | 1 | PC |  |  | PC | 739.27 | 1000 |  | 1 | D
FBRLAL60000954 | SMAJ5.0CA-13-F | TVS DIODE 5VWM 9.2VC SMA | 275A | BC1 |  | ZBC1 |  | ZROH | 2100 | W002 | PD | MG5200 | P01 | WB | 0 | PC | 0 | PC |  | 0 | 27 | 0 | PC | F |  | 0 | PC | 2022-11-30 |  | Z2 |  | 8541.10.29 |  |  |  | 1 | 1 | EA |  |  | PC | 762.11 | 1000 |  | 1 | C
FBRLAL60000954 | SMAJ5.0CA-13-F | TVS DIODE 5VWM 9.2VC SMA | 275A | BC1 |  | ZBC1 |  | ZROH | 2100 | W002 | PD | MG5200 | P01 | WB | 0 | PC | 0 | PC |  | 0 | 27 | 0 | PC | F |  | 0 | PC | 2022-11-30 |  | Z2 |  | 8541.10.29 |  |  |  | 1 | 1 | PC |  |  | PC | 762.11 | 1000 |  | 1 | C
FBRLAL60000953 | CD0603-Z3V3 | DIODE ZENER 3.3V 150MW 0603 | 275A | BC1 |  | ZBC1 |  | ZROH | 2100 | W002 | PD | MG5200 | P01 | WB | 0 | PC | 0 | PC |  | 0 | 27 | 0 | PC | F |  | 0 | PC | 2022-11-30 |  | Z2 |  | 8541.10.21 |  |  |  | 1 | 1 | EA |  |  | PC | 611.59 | 1000 |  | 1 | C
FBRLAL60000953 | CD0603-Z3V3 | DIODE ZENER 3.3V 150MW 0603 | 275A | BC1 |  | ZBC1 |  | ZROH | 2100 | W002 | PD | MG5200 | P01 | WB | 0 | PC | 0 | PC |  | 0 | 27 | 0 | PC | F |  | 0 | PC | 2022-11-30 |  | Z2 |  | 8541.10.21 |  |  |  | 1 | 1 | PC |  |  | PC | 611.59 | 1000 |  | 1 | C
FBRLACNT-LITE01 |  | Connect_Lite Device Board | 275A | BC5 |  | ZBC1 |  | ZHLB | 2200 | 2200 | PD | MG15 | P01 | EX | 0 | PC | 0 | PC |  | 0 | 0 | 0 | PC | X |  | 0 | PC | 2022-12-02 |  | Z2 | 7588258 | 8517.62.77 |  | BC01 |  | 1 | 1 | EA |  |  | PC | 132591.67 | 1000 |  | 1 | C
FBRLACNT-LITE01 |  | Connect_Lite Device Board | 275A | BC5 |  | ZBC1 |  | ZHLB | 2200 | 2200 | PD | MG15 | P01 | EX | 0 | PC | 0 | PC |  | 0 | 0 | 0 | PC | X |  | 0 | PC | 2022-12-02 |  | Z2 | 7588258 | 8517.62.77 |  | BC01 |  | 1 | 1 | PC |  |  | PC | 132591.67 | 1000 |  | 1 | C
FBRLAL60000960 |  | Temperature Sensor - NTC PI-67 3 mtrs | 275A | BC1 |  | ZBC1 |  | ZROH | 2100 | W002 | PD | MG0000 | P01 | WB | 0 | PC | 0 | PC |  | 0 | 27 | 0 | PC | F |  | 0 | PC | 2022-12-02 |  | Z2 |  | 8533.40.11 |  |  |  | 1 | 1 | EA |  |  | PC | 7427.54 | 1000 |  | 1 | A
FBRLAL60000960 |  | Temperature Sensor - NTC PI-67 3 mtrs | 275A | BC1 |  | ZBC1 |  | ZROH | 2100 | W002 | PD | MG0000 | P01 | WB | 0 | PC | 0 | PC |  | 0 | 27 | 0 | PC | F |  | 0 | PC | 2022-12-02 |  | Z2 |  | 8533.40.11 |  |  |  | 1 | 1 | PC |  |  | PC | 7427.54 | 1000 |  | 1 | A
FBRLAL60000961 |  | Product case | 275A | BC1 |  | ZBC1 |  | ZROH | 2100 | W002 | PD | MG0000 | P01 | WB | 0 | PC | 0 | PC |  | 0 | 27 | 0 | PC | F |  | 0 | PC | 2022-12-02 |  | Z2 |  | 8538.90.90 |  |  |  | 1 | 1 | EA |  |  | PC | 8289.2 | 1000 |  | 1 | C
FBRLAL60000961 |  | Product case | 275A | BC1 |  | ZBC1 |  | ZROH | 2100 | W002 | PD | MG0000 | P01 | WB | 0 | PC | 0 | PC |  | 0 | 27 | 0 | PC | F |  | 0 | PC | 2022-12-02 |  | Z2 |  | 8538.90.90 |  |  |  | 1 | 1 | PC |  |  | PC | 8289.2 | 1000 |  | 1 | C
FBRLAL60000962 |  | Product label | 275A | BC1 |  | ZBC1 |  | ZROH | 2100 | W002 | PD | MG3C00 | P01 | WB | 0 | PC | 0 | PC |  | 0 | 27 | 0 | PC | F |  | 0 | PC | 2022-12-02 |  | Z2 |  | 3919.90.10 |  |  |  | 1 | 1 | EA |  |  | PC | 718.56 | 1000 |  | 1 | C
FBRLAL60000962 |  | Product label | 275A | BC1 |  | ZBC1 |  | ZROH | 2100 | W002 | PD | MG3C00 | P01 | WB | 0 | PC | 0 | PC |  | 0 | 27 | 0 | PC | F |  | 0 | PC | 2022-12-02 |  | Z2 |  | 3919.90.10 |  |  |  | 1 | 1 | PC |  |  | PC | 718.56 | 1000 |  | 1 | C
FBRLACNT-LITE01-FG |  | Connect_Lite IoT Device | 275A | BC4 |  | ZBC1 |  | ZFRT | 2200 | 2200 | PD | MG15H | P01 | EX | 0 | PC | 0 | PC |  | 0 | 0 | 0 | PC | X |  | 0 | PC | 2022-12-02 |  | Z2 | 7588259 | 8517.62.77 |  | BCFG |  | 1 | 1 | EA |  |  | PC |  | 1000 |  | 1
FBRLACNT-LITE01-FG |  | Connect_Lite IoT Device | 275A | BC4 |  | ZBC1 |  | ZFRT | 2200 | 2200 | PD | MG15H | P01 | EX | 0 | PC | 0 | PC |  | 0 | 0 | 0 | PC | X |  | 0 | PC | 2022-12-02 |  | Z2 | 7588259 | 8517.62.77 |  | BCFG |  | 1 | 1 | PC |  |  | PC |  | 1000 |  | 1
FBRLAL60000963 |  | Printed circuit board Rev.01 | 275A | BC1 |  | ZBC1 |  | ZROH | 2100 | W002 | PD | MG0100 | P01 | WB | 0 | PC | 0 | PC |  | 0 | 27 | 0 | PC | F |  | 0 | PC | 2022-12-05 |  | Z2 |  | 8534.00.33 |  |  |  | 1 | 1 | EA | PAC |  | PC | 18455.83 | 1000 |  | 1 | D
FBRLAL60000963 |  | Printed circuit board Rev.01 | 275A | BC1 |  | ZBC1 |  | ZROH | 2100 | W002 | PD | MG0100 | P01 | WB | 0 | PC | 0 | PC |  | 0 | 27 | 0 | PC | F |  | 0 | PC | 2022-12-05 |  | Z2 |  | 8534.00.33 |  |  |  | 6 | 1 | PAC | PAC |  | PC | 18455.83 | 1000 |  | 1 | D
FBRLAL60000963 |  | Printed circuit board Rev.01 | 275A | BC1 |  | ZBC1 |  | ZROH | 2100 | W002 | PD | MG0100 | P01 | WB | 0 | PC | 0 | PC |  | 0 | 27 | 0 | PC | F |  | 0 | PC | 2022-12-05 |  | Z2 |  | 8534.00.33 |  |  |  | 1 | 1 | PC | PAC |  | PC | 18455.83 | 1000 |  | 1 | D
FBRLAL60000945 | MMZ1608R301ATA00 | FERRITE CHIP 300 OHM 500MA 0603 | 275A | BC1 |  | ZBC1 |  | ZROH | 2100 | W002 | PD | MG6300 | P01 | WB | 0 | PC | 0 | PC |  | 0 | 27 | 0 | PC | F |  | 0 | PC | 2022-10-25 |  | Z2 |  | 8504.90.10 |  |  |  | 1 | 50 | MG |  |  | PC | 260.46 | 1000 |  | 1 | D
FBRLAL60000964 | PTS845VN20PSMTR4 LFS | SWITCH TACTILE SPST-NO 0.02A 15V | 275A | BC1 |  | ZBC1 |  | ZROH | 2100 | W002 | PD | MG0000 | P01 | WB | 0 | PC | 0 | PC |  | 0 | 27 | 0 | PC | F |  | 0 | PC | 2023-01-17 |  | Z2 |  | 8536.50.90.006 |  |  |  | 1 | 1 | EA |  |  | PC |  | 1000 |  | 1
FBRLAL60000964 | PTS845VN20PSMTR4 LFS | SWITCH TACTILE SPST-NO 0.02A 15V | 275A | BC1 |  | ZBC1 |  | ZROH | 2100 | W002 | PD | MG0000 | P01 | WB | 0 | PC | 0 | PC |  | 0 | 27 | 0 | PC | F |  | 0 | PC | 2023-01-17 |  | Z2 |  | 8536.50.90.006 |  |  |  | 1 | 1 | PC |  |  | PC |  | 1000 |  | 1
FBRLAL60000965 | 434121043816 | SWITCH TACTILE SPST-NO 0.05A 12V | 275A | BC1 |  | ZBC1 |  | ZROH | 2100 | W002 | PD | MG0000 | P01 | WB | 0 | PC | 0 | PC |  | 0 | 27 | 0 | PC | F |  | 0 | PC | 2023-01-17 |  | Z2 |  | 8536.50.90.006 |  |  |  | 1 | 1 | EA |  |  | PC |  | 1000 |  | 1
FBRLAL60000965 | 434121043816 | SWITCH TACTILE SPST-NO 0.05A 12V | 275A | BC1 |  | ZBC1 |  | ZROH | 2100 | W002 | PD | MG0000 | P01 | WB | 0 | PC | 0 | PC |  | 0 | 27 | 0 | PC | F |  | 0 | PC | 2023-01-17 |  | Z2 |  | 8536.50.90.006 |  |  |  | 1 | 1 | PC |  |  | PC |  | 1000 |  | 1
FBRLAL60000966 |  | Printed circuit board Rev.02 | 275A | BC1 |  | ZBC1 |  | ZROH | 2100 | W002 | PD | MG0100 | P01 | WB | 0 | PC | 0 | PC |  | 0 | 27 | 0 | PC | F |  | 0 | PC | 2023-01-19 |  | Z2 |  | 8534.00.33 |  |  |  | 1 | 1 | EA |  |  | PC | 16840 | 1000 |  | 1 | D
FBRLAL60000966 |  | Printed circuit board Rev.02 | 275A | BC1 |  | ZBC1 |  | ZROH | 2100 | W002 | PD | MG0100 | P01 | WB | 0 | PC | 0 | PC |  | 0 | 27 | 0 | PC | F |  | 0 | PC | 2023-01-19 |  | Z2 |  | 8534.00.33 |  |  |  | 1 | 1 | PC |  |  | PC | 16840 | 1000 |  | 1 | D
FBRLAL60000967 |  | E.T. 10X10MM - BOPP WHITE MATTE ACRYLIC | 275A | BC1 |  | ZBC1 |  | ZROH | 2100 | W002 | PD | MG3C00 | P01 | WB | 0 | PC | 0 | PC |  | 0 | 27 | 0 | PC | F |  | 0 | PC | 2023-01-31 |  | Z2 |  | 3919.90.10 |  |  |  | 1 | 1 | EA |  |  | PC | 79.22 | 1000 |  | 1 | D
FBRLAL60000967 |  | E.T. 10X10MM - BOPP WHITE MATTE ACRYLIC | 275A | BC1 |  | ZBC1 |  | ZROH | 2100 | W002 | PD | MG3C00 | P01 | WB | 0 | PC | 0 | PC |  | 0 | 27 | 0 | PC | F |  | 0 | PC | 2023-01-31 |  | Z2 |  | 3919.90.10 |  |  |  | 1 | 1 | PC |  |  | PC | 79.22 | 1000 |  | 1 | D
FBRLAL60000972 | RT6150B-33GQW | Buck-Boost Switching Regulator IC Positi | 275A | BC1 |  | ZBC1 |  | ZROH | 2100 | W002 | PD | MG3100 | P01 | WB | 0 | PC | 0 | PC |  | 0 | 27 | 0 | PC | F |  | 0 | PC | 2023-02-27 |  | Z2 |  | 8542.39.39 |  |  |  | 1 | 1 | EA |  |  | PC | 6629.26 | 1000 |  | 1 | A
FBRLAL60000972 | RT6150B-33GQW | Buck-Boost Switching Regulator IC Positi | 275A | BC1 |  | ZBC1 |  | ZROH | 2100 | W002 | PD | MG3100 | P01 | WB | 0 | PC | 0 | PC |  | 0 | 27 | 0 | PC | F |  | 0 | PC | 2023-02-27 |  | Z2 |  | 8542.39.39 |  |  |  | 1 | 1 | PC |  |  | PC | 6629.26 | 1000 |  | 1 | A
FBRLAL60000971 | RC0603FR-0786K6L | RES SMD 86K6 OHM 1% 1/10W 0603 | 275A | BC1 |  | ZBC1 |  | ZROH | 2100 | W002 | PD | MG6100 | P01 | WB | 0 | PC | 0 | PC |  | 0 | 27 | 0 | PC | F |  | 0 | PC | 2023-02-27 |  | Z2 |  | 8533.21.20 |  |  |  | 1 | 1 | EA |  |  | PC | 60.77 | 1000 |  | 1 | D
FBRLAL60000971 | RC0603FR-0786K6L | RES SMD 86K6 OHM 1% 1/10W 0603 | 275A | BC1 |  | ZBC1 |  | ZROH | 2100 | W002 | PD | MG6100 | P01 | WB | 0 | PC | 0 | PC |  | 0 | 27 | 0 | PC | F |  | 0 | PC | 2023-02-27 |  | Z2 |  | 8533.21.20 |  |  |  | 1 | 1 | PC |  |  | PC | 60.77 | 1000 |  | 1 | D
FBRLAL60000970 | RC0603FR-07487KL | RES SMD 487K OHM 1% 1/10W 0603 | 275A | BC1 |  | ZBC1 |  | ZROH | 2100 | W002 | PD | MG6100 | P01 | WB | 0 | PC | 0 | PC |  | 0 | 27 | 0 | PC | F |  | 0 | PC | 2023-02-27 |  | Z2 |  | 8533.21.20 |  |  |  | 1 | 1 | EA |  |  | PC | 43.4 | 1000 |  | 1 | D
FBRLAL60000970 | RC0603FR-07487KL | RES SMD 487K OHM 1% 1/10W 0603 | 275A | BC1 |  | ZBC1 |  | ZROH | 2100 | W002 | PD | MG6100 | P01 | WB | 0 | PC | 0 | PC |  | 0 | 27 | 0 | PC | F |  | 0 | PC | 2023-02-27 |  | Z2 |  | 8533.21.20 |  |  |  | 1 | 1 | PC |  |  | PC | 43.4 | 1000 |  | 1 | D
FBRLAL60000969 | SDCL1V3012-4R7M-R | 4.7µH Shielded Inductor 0.8A 156 mOhm M | 275A | BC1 |  | ZBC1 |  | ZROH | 2100 | W002 | PD | MG6300 | P01 | WB | 0 | PC | 0 | PC |  | 0 | 27 | 0 | PC | F |  | 0 | PC | 2023-02-27 |  | Z2 |  | 8504.50.00.002 |  |  |  | 1 | 1 | EA |  |  | PC | 824.33 | 1000 |  | 1 | B
FBRLAL60000969 | SDCL1V3012-4R7M-R | 4.7µH Shielded Inductor 0.8A 156 mOhm M | 275A | BC1 |  | ZBC1 |  | ZROH | 2100 | W002 | PD | MG6300 | P01 | WB | 0 | PC | 0 | PC |  | 0 | 27 | 0 | PC | F |  | 0 | PC | 2023-02-27 |  | Z2 |  | 8504.50.00.002 |  |  |  | 1 | 1 | PC |  |  | PC | 824.33 | 1000 |  | 1 | B
FBRLAL60000968 | LMK212B7106KG-TD | CAP CER 10UF 10V 10% X7R 0805 | 275A | BC1 |  | ZBC1 |  | ZROH | 2100 | W002 | PD | MG6200 | P01 | WB | 0 | PC | 0 | PC |  | 0 | 27 | 0 | PC | F |  | 0 | PC | 2023-02-27 |  | Z2 |  | 8532.24.10 |  |  |  | 1 | 1 | EA |  |  | PC | 492.88 | 1000 |  | 1 | C
FBRLAL60000968 | LMK212B7106KG-TD | CAP CER 10UF 10V 10% X7R 0805 | 275A | BC1 |  | ZBC1 |  | ZROH | 2100 | W002 | PD | MG6200 | P01 | WB | 0 | PC | 0 | PC |  | 0 | 27 | 0 | PC | F |  | 0 | PC | 2023-02-27 |  | Z2 |  | 8532.24.10 |  |  |  | 1 | 1 | PC |  |  | PC | 492.88 | 1000 |  | 1 | C
FBRLACNT-LITESB |  | Connect_Lite Device Board without batter | 275A | BC5 |  | ZBC1 |  | ZHLB | 2200 | 2200 | PD | MG15 | P01 | EX | 0 | PC | 0 | PC |  | 0 | 0 | 0 | PC | X |  | 0 | PC | 2023-03-01 |  | Z2 | 7611469 | 8517.62.77 |  | BC01 |  | 1 | 1 | EA |  |  | PC | 104598.13 | 1000 |  | 1
FBRLACNT-LITESB |  | Connect_Lite Device Board without batter | 275A | BC5 |  | ZBC1 |  | ZHLB | 2200 | 2200 | PD | MG15 | P01 | EX | 0 | PC | 0 | PC |  | 0 | 0 | 0 | PC | X |  | 0 | PC | 2023-03-01 |  | Z2 | 7611469 | 8517.62.77 |  | BC01 |  | 1 | 1 | PC |  |  | PC | 104598.13 | 1000 |  | 1
FBRLACNT-LITESB-FG |  | Connect_Lite IoT Device without battery | 275A | BC4 |  | ZBC1 |  | ZFRT | 2200 | 2200 | PD | MG15H | P01 | EX | 0 | PC | 0 | PC |  | 0 | 0 | 0 | PC | X |  | 0 | PC | 2023-03-01 |  | Z2 | 7611470 | 8517.62.77 |  | BCFG |  | 1 | 1 | EA |  |  | PC | 238042.89 | 1000 |  | 1 | A
FBRLACNT-LITESB-FG |  | Connect_Lite IoT Device without battery | 275A | BC4 |  | ZBC1 |  | ZFRT | 2200 | 2200 | PD | MG15H | P01 | EX | 0 | PC | 0 | PC |  | 0 | 0 | 0 | PC | X |  | 0 | PC | 2023-03-01 |  | Z2 | 7611470 | 8517.62.77 |  | BCFG |  | 1 | 1 | PC |  |  | PC | 238042.89 | 1000 |  | 1 | A
FBRLACNT-LITECB |  | Connect_Lite Device Board with battery | 275A | BC5 |  | ZBC1 |  | ZHLB | 2200 | 2200 | PD | MG15 | P01 | EX | 0 | PC | 0 | PC |  | 0 | 0 | 0 | PC | X |  | 0 | PC | 2023-03-02 |  | Z2 | 7611814 | 8517.62.77 |  | BC01 |  | 1 | 1 | EA |  |  | PC | 135232.05 | 1000 |  | 1 | C
FBRLACNT-LITECB |  | Connect_Lite Device Board with battery | 275A | BC5 |  | ZBC1 |  | ZHLB | 2200 | 2200 | PD | MG15 | P01 | EX | 0 | PC | 0 | PC |  | 0 | 0 | 0 | PC | X |  | 0 | PC | 2023-03-02 |  | Z2 | 7611814 | 8517.62.77 |  | BC01 |  | 1 | 1 | PC |  |  | PC | 135232.05 | 1000 |  | 1 | C
FBRLACNT-LITECB-FG |  | Connect_Lite IoT Device with battery | 275A | BC4 |  | ZBC1 |  | ZFRT | 2200 | 2200 | PD | MG15H | P01 | EX | 0 | PC | 0 | PC |  | 0 | 0 | 0 | PC | X |  | 0 | PC | 2023-03-02 |  | Z2 | 7611815 | 8517.62.77 |  | BCFG |  | 1 | 1 | EA |  |  | PC | 252968.8 | 1000 |  | 1
FBRLACNT-LITECB-FG |  | Connect_Lite IoT Device with battery | 275A | BC4 |  | ZBC1 |  | ZFRT | 2200 | 2200 | PD | MG15H | P01 | EX | 0 | PC | 0 | PC |  | 0 | 0 | 0 | PC | X |  | 0 | PC | 2023-03-02 |  | Z2 | 7611815 | 8517.62.77 |  | BCFG |  | 1 | 1 | PC |  |  | PC | 252968.8 | 1000 |  | 1
FBRLAL60000973 |  | Printed circuit board Rev.16A | 275A | BC1 |  | ZBC1 |  | ZROH | 2100 | W002 | PD | MG0100 | P01 | WB | 0 | PC | 0 | PC |  | 0 | 27 | 0 | PC | F |  | 0 | PC | 2023-03-03 |  | Z2 |  | 8534.00.33 |  |  |  | 1 | 1 | EA |  |  | PC | 10028.31 | 1000 |  | 1 | A
FBRLAL60000973 |  | Printed circuit board Rev.16A | 275A | BC1 |  | ZBC1 |  | ZROH | 2100 | W002 | PD | MG0100 | P01 | WB | 0 | PC | 0 | PC |  | 0 | 27 | 0 | PC | F |  | 0 | PC | 2023-03-03 |  | Z2 |  | 8534.00.33 |  |  |  | 1 | 1 | PC |  |  | PC | 10028.31 | 1000 |  | 1 | A
FBRLAL60000974 | SDCL1V3012-3R3M-R | 3.3 µH Semi-Shielded Inductor 900 mA 111 | 275A | BC1 |  | ZBC1 |  | ZROH | 2100 | W002 | PD | MG6300 | P01 | WB | 0 | PC | 0 | PC |  | 0 | 27 | 0 | PC | F |  | 0 | PC | 2023-03-09 |  | Z2 |  | 8504.50.00.002 |  |  |  | 1 | 1 | EA |  |  | PC | 602.86 | 1000 |  | 1 | A
FBRLAL60000974 | SDCL1V3012-3R3M-R | 3.3 µH Semi-Shielded Inductor 900 mA 111 | 275A | BC1 |  | ZBC1 |  | ZROH | 2100 | W002 | PD | MG6300 | P01 | WB | 0 | PC | 0 | PC |  | 0 | 27 | 0 | PC | F |  | 0 | PC | 2023-03-09 |  | Z2 |  | 8504.50.00.002 |  |  |  | 1 | 1 | PC |  |  | PC | 602.86 | 1000 |  | 1 | A
FBRLAL60000980 |  | Quick Installation Guide | 275A | BC1 |  | ZBC1 |  | ZROH | 2100 | W002 | PD | MG0000 | P01 | WB | 0 | PC | 0 | PC |  | 0 | 27 | 0 | PC | F |  | 0 | PC | 2023-03-15 |  | Z2 |  | 4911.10.90 |  |  |  | 1 | 1 | EA |  |  | PC | 698.89 | 1000 |  | 1 | D
FBRLAL60000980 |  | Quick Installation Guide | 275A | BC1 |  | ZBC1 |  | ZROH | 2100 | W002 | PD | MG0000 | P01 | WB | 0 | PC | 0 | PC |  | 0 | 27 | 0 | PC | F |  | 0 | PC | 2023-03-15 |  | Z2 |  | 4911.10.90 |  |  |  | 1 | 1 | PC |  |  | PC | 698.89 | 1000 |  | 1 | D
FBRLAL60000979 |  | Void label | 275A | BC1 |  | ZBC1 |  | ZROH | 2100 | W002 | PD | MG0000 | P01 | WB | 0 | PC | 0 | PC |  | 0 | 27 | 0 | PC | F |  | 0 | PC | 2023-03-15 |  | Z2 |  | 3919.90.90 |  |  |  | 1 | 1 | EA |  |  | PC | 197.65 | 1000 |  | 1 | D
FBRLAL60000979 |  | Void label | 275A | BC1 |  | ZBC1 |  | ZROH | 2100 | W002 | PD | MG0000 | P01 | WB | 0 | PC | 0 | PC |  | 0 | 27 | 0 | PC | F |  | 0 | PC | 2023-03-15 |  | Z2 |  | 3919.90.90 |  |  |  | 1 | 1 | PC |  |  | PC | 197.65 | 1000 |  | 1 | D
FBRLAL60000978 |  | Label 5x5mm | 275A | BC1 |  | ZBC1 |  | ZROH | 2100 | W002 | PD | MG0000 | P01 | WB | 0 | PC | 0 | PC |  | 0 | 27 | 0 | PC | F |  | 0 | PC | 2023-03-15 |  | Z2 |  | 3919.90.10 |  |  |  | 1 | 1 | EA |  |  | PC | 78.5 | 1000 |  | 1 | D
FBRLAL60000978 |  | Label 5x5mm | 275A | BC1 |  | ZBC1 |  | ZROH | 2100 | W002 | PD | MG0000 | P01 | WB | 0 | PC | 0 | PC |  | 0 | 27 | 0 | PC | F |  | 0 | PC | 2023-03-15 |  | Z2 |  | 3919.90.10 |  |  |  | 1 | 1 | PC |  |  | PC | 78.5 | 1000 |  | 1 | D
FBRLAL60000977 |  | Screws | 275A | BC1 |  | ZBC1 |  | ZROH | 2100 | W002 | PD | MG0000 | P01 | WB | 0 | PC | 0 | PC |  | 0 | 27 | 0 | PC | F |  | 0 | PC | 2023-03-15 |  | Z2 |  | 7318.14.00 |  |  |  | 1 | 1 | EA |  |  | PC | 43.65 | 1000 |  | 1 | D
FBRLAL60000977 |  | Screws | 275A | BC1 |  | ZBC1 |  | ZROH | 2100 | W002 | PD | MG0000 | P01 | WB | 0 | PC | 0 | PC |  | 0 | 27 | 0 | PC | F |  | 0 | PC | 2023-03-15 |  | Z2 |  | 7318.14.00 |  |  |  | 1 | 1 | PC |  |  | PC | 43.65 | 1000 |  | 1 | D
FBRLAL60000976 |  | Master box | 275A | BC1 |  | ZBC1 |  | ZROH | 2100 | W002 | PD | MG0000 | P01 | WB | 0 | PC | 0 | PC |  | 0 | 27 | 0 | PC | F |  | 0 | PC | 2023-03-15 |  | Z2 |  | 4819.10.00 |  |  |  | 1 | 1 | EA |  |  | PC | 5009.38 | 1000 |  | 1 | D
FBRLAL60000976 |  | Master box | 275A | BC1 |  | ZBC1 |  | ZROH | 2100 | W002 | PD | MG0000 | P01 | WB | 0 | PC | 0 | PC |  | 0 | 27 | 0 | PC | F |  | 0 | PC | 2023-03-15 |  | Z2 |  | 4819.10.00 |  |  |  | 1 | 1 | PC |  |  | PC | 5009.38 | 1000 |  | 1 | D
FBRLAL60000975 |  | Gift box | 275A | BC1 |  | ZBC1 |  | ZROH | 2100 | W002 | PD | MG0000 | P01 | WB | 0 | PC | 0 | PC |  | 0 | 27 | 0 | PC | F |  | 0 | PC | 2023-03-15 |  | Z2 |  | 4819.10.00 |  |  |  | 1 | 1 | EA |  |  | PC | 1851.3 | 1000 |  | 1 | B
FBRLAL60000975 |  | Gift box | 275A | BC1 |  | ZBC1 |  | ZROH | 2100 | W002 | PD | MG0000 | P01 | WB | 0 | PC | 0 | PC |  | 0 | 27 | 0 | PC | F |  | 0 | PC | 2023-03-15 |  | Z2 |  | 4819.10.00 |  |  |  | 1 | 1 | PC |  |  | PC | 1851.3 | 1000 |  | 1 | B
FBR-LBLSERIAL01-GR |  | Label 5x5mm | 275A | BC4 |  | ZBC1 |  | ZHLB | 2100 | 2100 | PD | MG0000 | P01 | WB | 0 | PC | 0 | PC |  | 0 | 0 | 0 | PC | E |  | 0 | PC | 2023-03-15 |  | Z2 | 7616206 | 3919.90.10 |  | BCM1 |  | 1 | 1 | EA |  |  | PC | 115.13 | 1000 |  | 1 | D
FBR-LBLSERIAL01-GR |  | Label 5x5mm | 275A | BC4 |  | ZBC1 |  | ZHLB | 2100 | 2100 | PD | MG0000 | P01 | WB | 0 | PC | 0 | PC |  | 0 | 0 | 0 | PC | E |  | 0 | PC | 2023-03-15 |  | Z2 | 7616206 | 3919.90.10 |  | BCM1 |  | 1 | 1 | PC |  |  | PC | 115.13 | 1000 |  | 1 | D
FBR-LBLSERIAL02-GR |  | Terminal Plug Label | 275A | BC4 |  | ZBC1 |  | ZHLB | 2100 | 2100 | PD | MG0000 | P01 | WB | 0 | PC | 0 | PC |  | 0 | 0 | 0 | PC | E |  | 0 | PC | 2023-03-15 |  | Z2 | 7616210 | 3919.90.90 |  | BCM1 |  | 1 | 1 | EA |  |  | PC | 37.63 | 1000 |  | 1 | D
FBR-LBLSERIAL02-GR |  | Terminal Plug Label | 275A | BC4 |  | ZBC1 |  | ZHLB | 2100 | 2100 | PD | MG0000 | P01 | WB | 0 | PC | 0 | PC |  | 0 | 0 | 0 | PC | E |  | 0 | PC | 2023-03-15 |  | Z2 | 7616210 | 3919.90.90 |  | BCM1 |  | 1 | 1 | PC |  |  | PC | 37.63 | 1000 |  | 1 | D
FBRLAL60000981 |  | Dupla Face | 275A | BC1 |  | ZBC1 |  | ZROH | 2100 | W002 | PD | MG0000 | P01 | WB | 0 | MM | 0 | MM |  | 0 | 27 | 0 | MM | F |  | 0 | MM | 2023-03-15 |  | Z2 |  | 3506.10.90 |  |  |  | 1 | 1 | MM | PC |  | MM | 1.82 | 1000 |  | 1 | D
FBRLAL60000981 |  | Dupla Face | 275A | BC1 |  | ZBC1 |  | ZROH | 2100 | W002 | PD | MG0000 | P01 | WB | 0 | MM | 0 | MM |  | 0 | 27 | 0 | MM | F |  | 0 | MM | 2023-03-15 |  | Z2 |  | 3506.10.90 |  |  |  | 20000 | 1 | PC | PC |  | MM | 1.82 | 1000 |  | 1 | D
FBRLAL60000982 |  | Glue | 275A | BC1 |  | ZBC1 |  | ZROH | 2100 | W002 | PD | MG0000 | P01 | WB | 0 | G | 0 | G |  | 0 | 27 | 0 | G | F |  | 0 | G | 2023-03-15 |  | Z2 |  | 3506.10.10 |  |  |  | 1 | 1 | G | PC |  | G | 391.24 | 1000 |  | 1 | D
FBRLAL60000982 |  | Glue | 275A | BC1 |  | ZBC1 |  | ZROH | 2100 | W002 | PD | MG0000 | P01 | WB | 0 | G | 0 | G |  | 0 | 27 | 0 | G | F |  | 0 | G | 2023-03-15 |  | Z2 |  | 3506.10.10 |  |  |  | 100 | 1 | PC | PC |  | G | 391.24 | 1000 |  | 1 | D
FBRLAL60000990 |  | Product black case | 275A | BC1 |  | ZBC1 |  | ZROH | 2100 | W002 | PD | MG0000 | P01 | WB | 0 | PC | 0 | PC |  | 0 | 27 | 0 | PC | F |  | 0 | PC | 2023-03-29 |  | Z2 |  | 8538.90.90 |  |  |  | 1 | 1 | EA |  |  | PC | 6120.26 | 1000 |  | 1 | A
FBRLAL60000990 |  | Product black case | 275A | BC1 |  | ZBC1 |  | ZROH | 2100 | W002 | PD | MG0000 | P01 | WB | 0 | PC | 0 | PC |  | 0 | 27 | 0 | PC | F |  | 0 | PC | 2023-03-29 |  | Z2 |  | 8538.90.90 |  |  |  | 1 | 1 | PC |  |  | PC | 6120.26 | 1000 |  | 1 | A
FBRLASEN-TCB-FG |  | Sensor_T_CB IoT Device with battery | 275A | BC4 |  | ZBC1 |  | ZFRT | 2200 | 2200 | PD | MG15H | P01 | EX | 0 | PC | 0 | PC |  | 0 | 0 | 0 | PC | X |  | 0 | PC | 2023-04-04 |  | Z2 | 7622669 | 8517.62.77 |  | BCFG |  | 1 | 1 | EA |  |  | PC |  | 1000 |  | 1
FBRLASEN-TCB-FG |  | Sensor_T_CB IoT Device with battery | 275A | BC4 |  | ZBC1 |  | ZFRT | 2200 | 2200 | PD | MG15H | P01 | EX | 0 | PC | 0 | PC |  | 0 | 0 | 0 | PC | X |  | 0 | PC | 2023-04-04 |  | Z2 | 7622669 | 8517.62.77 |  | BCFG |  | 1 | 1 | PC |  |  | PC |  | 1000 |  | 1
FBRLASEN-TCB |  | Sensor_T_CB Device Board with battery | 275A | BC5 |  | ZBC1 |  | ZHLB | 2200 | 2200 | PD | MG15 | P01 | EX | 0 | PC | 0 | PC |  | 0 | 0 | 0 | PC | X |  | 0 | PC | 2023-04-04 |  | Z2 | 7622668 | 8517.62.77 |  | BC01 |  | 1 | 1 | EA |  |  | PC |  | 1000 |  | 1
FBRLASEN-TCB |  | Sensor_T_CB Device Board with battery | 275A | BC5 |  | ZBC1 |  | ZHLB | 2200 | 2200 | PD | MG15 | P01 | EX | 0 | PC | 0 | PC |  | 0 | 0 | 0 | PC | X |  | 0 | PC | 2023-04-04 |  | Z2 | 7622668 | 8517.62.77 |  | BC01 |  | 1 | 1 | PC |  |  | PC |  | 1000 |  | 1
FBRLAL60000991 |  | Origem Label | 275A | BC1 |  | ZBC1 |  | ZROH | 2100 | W002 | PD | MG3C00 | P01 | WB | 0 | PC | 0 | PC |  | 0 | 27 | 0 | PC | F |  | 0 | PC | 2023-04-04 |  | Z2 | [5 empty] | 1 | 1 | EA |  |  | PC |  | 1000 |  | 1
FBRLAL60000991 |  | Origem Label | 275A | BC1 |  | ZBC1 |  | ZROH | 2100 | W002 | PD | MG3C00 | P01 | WB | 0 | PC | 0 | PC |  | 0 | 27 | 0 | PC | F |  | 0 | PC | 2023-04-04 |  | Z2 | [5 empty] | 1 | 1 | PC |  |  | PC |  | 1000 |  | 1
FBRLAL60000992 |  | Glue TekBond Nro2 100g | 275A | BC1 |  | ZBC1 |  | ZROH | 2100 | W002 | PD | MG0000 | P01 | WB | 0 | G | 0 | G |  | 0 | 27 | 0 | G | F |  | 0 | G | 2023-04-17 |  | Z2 |  | 3506.10.10 |  |  |  | 1 | 1 | G | PC |  | G |  | 1000 |  | 1
FBRLAL60000992 |  | Glue TekBond Nro2 100g | 275A | BC1 |  | ZBC1 |  | ZROH | 2100 | W002 | PD | MG0000 | P01 | WB | 0 | G | 0 | G |  | 0 | 27 | 0 | G | F |  | 0 | G | 2023-04-17 |  | Z2 |  | 3506.10.10 |  |  |  | 100 | 1 | PC | PC |  | G |  | 1000 |  | 1
FBRLAL60000993 |  | Power supply 5V 1Ah Micro USB Connector | 275A | BC1 |  | ZBC1 |  | ZROH | 2100 | W002 | PD | MG0000 | P01 | WB | 0 | PC | 0 | PC |  | 0 | 27 | 0 | PC | F |  | 0 | PC | 2023-05-05 |  | Z2 |  | 8504.40.10 |  |  |  | 1 | 1 | EA |  |  | PC |  | 1000 |  | 1
FBRLAL60000993 |  | Power supply 5V 1Ah Micro USB Connector | 275A | BC1 |  | ZBC1 |  | ZROH | 2100 | W002 | PD | MG0000 | P01 | WB | 0 | PC | 0 | PC |  | 0 | 27 | 0 | PC | F |  | 0 | PC | 2023-05-05 |  | Z2 |  | 8504.40.10 |  |  |  | 1 | 1 | PC |  |  | PC |  | 1000 |  | 1
FBRLAL60001003 | TPS61023DRLT | IC REG BOOST ADJ 3A SOT563 | 275A | BC1 |  | ZBC1 |  | ZROH | 2100 | W002 | PD | MG3100 | P01 | WB | 0 | PC | 0 | PC |  | 0 | 27 | 0 | PC | F |  | 0 | PC | 2023-06-05 |  | Z2 |  | 8542.39.39 |  |  |  | 1 | 1 | EA |  |  | PC | 4004.55 | 1000 |  | 1 | A
FBRLAL60001003 | TPS61023DRLT | IC REG BOOST ADJ 3A SOT563 | 275A | BC1 |  | ZBC1 |  | ZROH | 2100 | W002 | PD | MG3100 | P01 | WB | 0 | PC | 0 | PC |  | 0 | 27 | 0 | PC | F |  | 0 | PC | 2023-06-05 |  | Z2 |  | 8542.39.39 |  |  |  | 1 | 1 | PC |  |  | PC | 4004.55 | 1000 |  | 1 | A
FBRLAL60001002 | TL1105WF100Q | SPST-NA tactile switch Actuated side Thr | 275A | BC1 |  | ZBC1 |  | ZROH | 2100 | W002 | PD | MG0000 | P01 | WB | 0 | PC | 0 | PC |  | 0 | 27 | 0 | PC | F |  | 0 | PC | 2023-06-05 |  | Z2 |  | 8536.50.90.006 |  |  |  | 1 | 1 | EA |  |  | PC |  | 1000 |  | 1
FBRLAL60001002 | TL1105WF100Q | SPST-NA tactile switch Actuated side Thr | 275A | BC1 |  | ZBC1 |  | ZROH | 2100 | W002 | PD | MG0000 | P01 | WB | 0 | PC | 0 | PC |  | 0 | 27 | 0 | PC | F |  | 0 | PC | 2023-06-05 |  | Z2 |  | 8536.50.90.006 |  |  |  | 1 | 1 | PC |  |  | PC |  | 1000 |  | 1
FBRLAL60001001 | ERJ3EKF1003V | RES SMD 100K OHM 1% 1/10W 0603 | 275A | BC1 |  | ZBC1 |  | ZROH | 2100 | W002 | PD | MG6100 | P01 | WB | 0 | PC | 0 | PC |  | 0 | 27 | 0 | PC | F |  | 0 | PC | 2023-06-05 |  | Z2 |  | 8533.21.20 |  |  |  | 1 | 1 | EA |  |  | PC | 60.83 | 1000 |  | 1 | D
FBRLAL60001001 | ERJ3EKF1003V | RES SMD 100K OHM 1% 1/10W 0603 | 275A | BC1 |  | ZBC1 |  | ZROH | 2100 | W002 | PD | MG6100 | P01 | WB | 0 | PC | 0 | PC |  | 0 | 27 | 0 | PC | F |  | 0 | PC | 2023-06-05 |  | Z2 |  | 8533.21.20 |  |  |  | 1 | 1 | PC |  |  | PC | 60.83 | 1000 |  | 1 | D
FBRLAL60001000 | RC0603FR-07732KL | RES SMD 732K OHM 1% 1/10W 0603 | 275A | BC1 |  | ZBC1 |  | ZROH | 2100 | W002 | PD | MG6100 | P01 | WB | 0 | PC | 0 | PC |  | 0 | 27 | 0 | PC | F |  | 0 | PC | 2023-06-05 |  | Z2 |  | 8533.21.20 |  |  |  | 1 | 1 | EA |  |  | PC | 20.27 | 1000 |  | 1 | D
FBRLAL60001000 | RC0603FR-07732KL | RES SMD 732K OHM 1% 1/10W 0603 | 275A | BC1 |  | ZBC1 |  | ZROH | 2100 | W002 | PD | MG6100 | P01 | WB | 0 | PC | 0 | PC |  | 0 | 27 | 0 | PC | F |  | 0 | PC | 2023-06-05 |  | Z2 |  | 8533.21.20 |  |  |  | 1 | 1 | PC |  |  | PC | 20.27 | 1000 |  | 1 | D
FBRLAL60000999 | RC0603JR-07100KL | RES SMD 100K OHM 5% 1/10W 0603 | 275A | BC1 |  | ZBC1 |  | ZROH | 2100 | W002 | PD | MG6100 | P01 | WB | 0 | PC | 0 | PC |  | 0 | 27 | 0 | PC | F |  | 0 | PC | 2023-06-05 |  | Z2 |  | 8533.21.20 | BT |  |  | 1 | 1 | EA |  |  | PC |  | 1000 |  | 1
FBRLAL60000999 | RC0603JR-07100KL | RES SMD 100K OHM 5% 1/10W 0603 | 275A | BC1 |  | ZBC1 |  | ZROH | 2100 | W002 | PD | MG6100 | P01 | WB | 0 | PC | 0 | PC |  | 0 | 27 | 0 | PC | F |  | 0 | PC | 2023-06-05 |  | Z2 |  | 8533.21.20 | BT |  |  | 1 | 1 | PC |  |  | PC |  | 1000 |  | 1
FBRLAL60000998 | IHLP1212AEERR47M11 | FIXED IND 470NH 6.7A 15 MOHM SMD | 275A | BC1 |  | ZBC1 |  | ZROH | 2100 | W002 | PD | MG6300 | P01 | WB | 0 | PC | 0 | PC |  | 0 | 27 | 0 | PC | F |  | 0 | PC | 2023-06-05 |  | Z2 |  | 8504.50.00.002 |  |  |  | 1 | 1 | EA |  |  | PC | 4308.69 | 1000 |  | 1 | A
FBRLAL60000998 | IHLP1212AEERR47M11 | FIXED IND 470NH 6.7A 15 MOHM SMD | 275A | BC1 |  | ZBC1 |  | ZROH | 2100 | W002 | PD | MG6300 | P01 | WB | 0 | PC | 0 | PC |  | 0 | 27 | 0 | PC | F |  | 0 | PC | 2023-06-05 |  | Z2 |  | 8504.50.00.002 |  |  |  | 1 | 1 | PC |  |  | PC | 4308.69 | 1000 |  | 1 | A
FBRLAL60000997 | C0805C106K3PAC7800 | CAP CER 10UF 25V 10% X5R 0805 | 275A | BC1 |  | ZBC1 |  | ZROH | 2100 | W002 | PD | MG6200 | P01 | WB | 0 | PC | 0 | PC |  | 0 | 27 | 0 | PC | F |  | 0 | PC | 2023-06-05 |  | Z2 |  | 8532.24.10 |  |  |  | 1 | 1 | EA |  |  | PC |  | 1000 |  | 1
FBRLAL60000997 | C0805C106K3PAC7800 | CAP CER 10UF 25V 10% X5R 0805 | 275A | BC1 |  | ZBC1 |  | ZROH | 2100 | W002 | PD | MG6200 | P01 | WB | 0 | PC | 0 | PC |  | 0 | 27 | 0 | PC | F |  | 0 | PC | 2023-06-05 |  | Z2 |  | 8532.24.10 |  |  |  | 1 | 1 | PC |  |  | PC |  | 1000 |  | 1
FBRLAL60000996 | C3216X5R1A107M160AC | CAP CER 100UF 10V X5R 1206 | 275A | BC1 |  | ZBC1 |  | ZROH | 2100 | W002 | PD | MG6200 | P01 | WB | 0 | PC | 0 | PC |  | 0 | 27 | 0 | PC | F |  | 0 | PC | 2023-06-05 |  | Z2 |  | 8532.24.10 |  |  |  | 1 | 1 | EA |  |  | PC | 3446.94 | 1000 |  | 1 | A
FBRLAL60000996 | C3216X5R1A107M160AC | CAP CER 100UF 10V X5R 1206 | 275A | BC1 |  | ZBC1 |  | ZROH | 2100 | W002 | PD | MG6200 | P01 | WB | 0 | PC | 0 | PC |  | 0 | 27 | 0 | PC | F |  | 0 | PC | 2023-06-05 |  | Z2 |  | 8532.24.10 |  |  |  | 1 | 1 | PC |  |  | PC | 3446.94 | 1000 |  | 1 | A
FBRLAMAXR-FG |  | MAXREF Device | 275A | BC4 |  | ZBC1 |  | ZFRT | 2200 | 2200 | PD | MG15H | P01 | WB | 0 | PC | 0 | PC |  | 0 | 0 | 0 | PC | X |  | 0 | PC | 2023-07-14 |  | Z2 | 7653548 | 8543.90.10 |  |  |  | 1 | 1 | EA |  |  | PC |  | 1000 |  | 1
FBRLAMAXR-FG |  | MAXREF Device | 275A | BC4 |  | ZBC1 |  | ZFRT | 2200 | 2200 | PD | MG15H | P01 | WB | 0 | PC | 0 | PC |  | 0 | 0 | 0 | PC | X |  | 0 | PC | 2023-07-14 |  | Z2 | 7653548 | 8543.90.10 |  |  |  | 1 | 1 | PC |  |  | PC |  | 1000 |  | 1
FBRLAMAXR-SB |  | MAXREF - Sensor board | 275A | BC4 |  | ZBC1 |  | ZHLB | 2200 | 2200 | PD | MG28 | P01 | WB | 0 | PC | 0 | PC |  | 0 | 0 | 0 | PC | X |  | 0 | PC | 2023-07-14 |  | Z2 | 7653546 | 8543.90.10 |  |  |  | 1 | 1 | EA |  |  | PC |  | 1000 |  | 1
FBRLAMAXR-SB |  | MAXREF - Sensor board | 275A | BC4 |  | ZBC1 |  | ZHLB | 2200 | 2200 | PD | MG28 | P01 | WB | 0 | PC | 0 | PC |  | 0 | 0 | 0 | PC | X |  | 0 | PC | 2023-07-14 |  | Z2 | 7653546 | 8543.90.10 |  |  |  | 1 | 1 | PC |  |  | PC |  | 1000 |  | 1
FBRLAMAXR-HB |  | MAXREF - Host board | 275A | BC4 |  | ZBC1 |  | ZHLB | 2200 | 2200 | PD | MG15 | P01 | WB | 0 | PC | 0 | PC |  | 0 | 0 | 0 | PC | X |  | 0 | PC | 2023-07-14 |  | Z2 | 7653547 | 8543.90.10 |  |  |  | 1 | 1 | EA |  |  | PC |  | 1000 |  | 1
FBRLAMAXR-HB |  | MAXREF - Host board | 275A | BC4 |  | ZBC1 |  | ZHLB | 2200 | 2200 | PD | MG15 | P01 | WB | 0 | PC | 0 | PC |  | 0 | 0 | 0 | PC | X |  | 0 | PC | 2023-07-14 |  | Z2 | 7653547 | 8543.90.10 |  |  |  | 1 | 1 | PC |  |  | PC |  | 1000 |  | 1
FBRLAMAXR-CB |  | MAXREF - Contact board | 275A | BC4 |  | ZBC1 |  | ZHLB | 2200 | 2200 | PD | MG28 | P01 | WB | 0 | PC | 0 | PC |  | 0 | 0 | 0 | PC | X |  | 0 | PC | 2023-07-14 |  | Z2 | 7653549 | 8543.90.10 |  |  |  | 1 | 1 | EA |  |  | PC |  | 1000 |  | 1
FBRLAMAXR-CB |  | MAXREF - Contact board | 275A | BC4 |  | ZBC1 |  | ZHLB | 2200 | 2200 | PD | MG28 | P01 | WB | 0 | PC | 0 | PC |  | 0 | 0 | 0 | PC | X |  | 0 | PC | 2023-07-14 |  | Z2 | 7653549 | 8543.90.10 |  |  |  | 1 | 1 | PC |  |  | PC |  | 1000 |  | 1
FBRLAL60001067 | CRCW04024K70FKEDHP | RES SMD 4.7K OHM 1% 1/5W 0402 | 275A | BC1 |  | ZBC1 |  | ZROH | 2100 | W002 | PD | MG6100 | P01 | WB | 0 | PC | 0 | PC |  | 0 | 27 | 0 | PC | F |  | 0 | PC | 2023-07-14 |  | Z2 |  | 8533.21.20 |  |  |  | 1 | 1 | EA |  |  | PC |  | 1000 |  | 1
FBRLAL60001067 | CRCW04024K70FKEDHP | RES SMD 4.7K OHM 1% 1/5W 0402 | 275A | BC1 |  | ZBC1 |  | ZROH | 2100 | W002 | PD | MG6100 | P01 | WB | 0 | PC | 0 | PC |  | 0 | 27 | 0 | PC | F |  | 0 | PC | 2023-07-14 |  | Z2 |  | 8533.21.20 |  |  |  | 1 | 1 | PC |  |  | PC |  | 1000 |  | 1
FBRLAL60001066 | ERJ-1GNF10R0C | RES SMD 10 OHM 1% 1/20W 0201 | 275A | BC1 |  | ZBC1 |  | ZROH | 2100 | W002 | PD | MG6100 | P01 | WB | 0 | PC | 0 | PC |  | 0 | 27 | 0 | PC | F |  | 0 | PC | 2023-07-14 |  | Z2 |  | 8533.21.20 |  |  |  | 1 | 1 | EA |  |  | PC |  | 1000 |  | 1
FBRLAL60001066 | ERJ-1GNF10R0C | RES SMD 10 OHM 1% 1/20W 0201 | 275A | BC1 |  | ZBC1 |  | ZROH | 2100 | W002 | PD | MG6100 | P01 | WB | 0 | PC | 0 | PC |  | 0 | 27 | 0 | PC | F |  | 0 | PC | 2023-07-14 |  | Z2 |  | 8533.21.20 |  |  |  | 1 | 1 | PC |  |  | PC |  | 1000 |  | 1
FBRLAL60001065 | ERJ-2RKF1004X | RES SMD 1M OHM 1% 1/10W 0402 | 275A | BC1 |  | ZBC1 |  | ZROH | 2100 | W002 | PD | MG6100 | P01 | WB | 0 | PC | 0 | PC |  | 0 | 27 | 0 | PC | F |  | 0 | PC | 2023-07-14 |  | Z2 |  | 8533.21.20 |  |  |  | 1 | 1 | EA |  |  | PC |  | 1000 |  | 1
FBRLAL60001065 | ERJ-2RKF1004X | RES SMD 1M OHM 1% 1/10W 0402 | 275A | BC1 |  | ZBC1 |  | ZROH | 2100 | W002 | PD | MG6100 | P01 | WB | 0 | PC | 0 | PC |  | 0 | 27 | 0 | PC | F |  | 0 | PC | 2023-07-14 |  | Z2 |  | 8533.21.20 |  |  |  | 1 | 1 | PC |  |  | PC |  | 1000 |  | 1
FBRLAL60001064 | ERJ-1GN0R00C | RES SMD 0 OHM JUMPER 1/20W 0201 | 275A | BC1 |  | ZBC1 |  | ZROH | 2100 | W002 | PD | MG6100 | P01 | WB | 0 | PC | 0 | PC |  | 0 | 27 | 0 | PC | F |  | 0 | PC | 2023-07-14 |  | Z2 |  | 8533.21.20 |  |  |  | 1 | 1 | EA |  |  | PC |  | 1000 |  | 1
FBRLAL60001064 | ERJ-1GN0R00C | RES SMD 0 OHM JUMPER 1/20W 0201 | 275A | BC1 |  | ZBC1 |  | ZROH | 2100 | W002 | PD | MG6100 | P01 | WB | 0 | PC | 0 | PC |  | 0 | 27 | 0 | PC | F |  | 0 | PC | 2023-07-14 |  | Z2 |  | 8533.21.20 |  |  |  | 1 | 1 | PC |  |  | PC |  | 1000 |  | 1
FBRLAL60001063 | ERJ-1GNJ103C | RES SMD 10K OHM 5% 1/20W 0201 | 275A | BC1 |  | ZBC1 |  | ZROH | 2100 | W002 | PD | MG6100 | P01 | WB | 0 | PC | 0 | PC |  | 0 | 27 | 0 | PC | F |  | 0 | PC | 2023-07-14 |  | Z2 |  | 8533.21.20 |  |  |  | 1 | 1 | EA |  |  | PC |  | 1000 |  | 1
FBRLAL60001063 | ERJ-1GNJ103C | RES SMD 10K OHM 5% 1/20W 0201 | 275A | BC1 |  | ZBC1 |  | ZROH | 2100 | W002 | PD | MG6100 | P01 | WB | 0 | PC | 0 | PC |  | 0 | 27 | 0 | PC | F |  | 0 | PC | 2023-07-14 |  | Z2 |  | 8533.21.20 |  |  |  | 1 | 1 | PC |  |  | PC |  | 1000 |  | 1
FBRLAL60001068 | ERJ-2GEJ220X | RES SMD 22 OHM 5% 1/10W 0402 | 275A | BC1 |  | ZBC1 |  | ZROH | 2100 | W002 | PD | MG6100 | P01 | WB | 0 | PC | 0 | PC |  | 0 | 27 | 0 | PC | F |  | 0 | PC | 2023-07-14 |  | Z2 |  | 8533.21.20 |  |  |  | 1 | 1 | EA |  |  | PC |  | 1000 |  | 1
FBRLAL60001068 | ERJ-2GEJ220X | RES SMD 22 OHM 5% 1/10W 0402 | 275A | BC1 |  | ZBC1 |  | ZROH | 2100 | W002 | PD | MG6100 | P01 | WB | 0 | PC | 0 | PC |  | 0 | 27 | 0 | PC | F |  | 0 | PC | 2023-07-14 |  | Z2 |  | 8533.21.20 |  |  |  | 1 | 1 | PC |  |  | PC |  | 1000 |  | 1
FBRLAL60001073 | 434153017835 | SWITCH TACTILE SPST-NO 0.05A 12V | 275A | BC1 |  | ZBC1 |  | ZROH | 2100 | W002 | PD | MG0000 | P01 | WB | 0 | PC | 0 | PC |  | 0 | 27 | 0 | PC | F |  | 0 | PC | 2023-07-14 |  | Z2 |  | 8536.50.90.006 |  |  |  | 1 | 1 | EA |  |  | PC |  | 1000 |  | 1
FBRLAL60001073 | 434153017835 | SWITCH TACTILE SPST-NO 0.05A 12V | 275A | BC1 |  | ZBC1 |  | ZROH | 2100 | W002 | PD | MG0000 | P01 | WB | 0 | PC | 0 | PC |  | 0 | 27 | 0 | PC | F |  | 0 | PC | 2023-07-14 |  | Z2 |  | 8536.50.90.006 |  |  |  | 1 | 1 | PC |  |  | PC |  | 1000 |  | 1
FBRLAL60001072 | NCP03XH103J05RL | THERMISTOR NTC 10KOHM 3380K 0201 | 275A | BC1 |  | ZBC1 |  | ZROH | 2100 | W002 | PD | MG6100 | P01 | WB | 0 | PC | 0 | PC |  | 0 | 27 | 0 | PC | F |  | 0 | PC | 2023-07-14 |  | Z2 |  | 8533.40.11 |  |  |  | 1 | 1 | EA |  |  | PC |  | 1000 |  | 1
FBRLAL60001072 | NCP03XH103J05RL | THERMISTOR NTC 10KOHM 3380K 0201 | 275A | BC1 |  | ZBC1 |  | ZROH | 2100 | W002 | PD | MG6100 | P01 | WB | 0 | PC | 0 | PC |  | 0 | 27 | 0 | PC | F |  | 0 | PC | 2023-07-14 |  | Z2 |  | 8533.40.11 |  |  |  | 1 | 1 | PC |  |  | PC |  | 1000 |  | 1
FBRLAL60001071 | PNM0402E2502BST1 | RES SMD 25K OHM 0.1% 1/20W 0402 | 275A | BC1 |  | ZBC1 |  | ZROH | 2100 | W002 | PD | MG6100 | P01 | WB | 0 | PC | 0 | PC |  | 0 | 27 | 0 | PC | F |  | 0 | PC | 2023-07-14 |  | Z2 |  | 8533.21.20 |  |  |  | 1 | 1 | EA |  |  | PC |  | 1000 |  | 1
FBRLAL60001071 | PNM0402E2502BST1 | RES SMD 25K OHM 0.1% 1/20W 0402 | 275A | BC1 |  | ZBC1 |  | ZROH | 2100 | W002 | PD | MG6100 | P01 | WB | 0 | PC | 0 | PC |  | 0 | 27 | 0 | PC | F |  | 0 | PC | 2023-07-14 |  | Z2 |  | 8533.21.20 |  |  |  | 1 | 1 | PC |  |  | PC |  | 1000 |  | 1
FBRLAL60001070 | TNPW04021K00BETD | RES 1K OHM 0.1% 1/16W 0402 | 275A | BC1 |  | ZBC1 |  | ZROH | 2100 | W002 | PD | MG6100 | P01 | WB | 0 | PC | 0 | PC |  | 0 | 27 | 0 | PC | F |  | 0 | PC | 2023-07-14 |  | Z2 |  | 8533.21.20 |  |  |  | 1 | 1 | EA |  |  | PC |  | 1000 |  | 1
FBRLAL60001070 | TNPW04021K00BETD | RES 1K OHM 0.1% 1/16W 0402 | 275A | BC1 |  | ZBC1 |  | ZROH | 2100 | W002 | PD | MG6100 | P01 | WB | 0 | PC | 0 | PC |  | 0 | 27 | 0 | PC | F |  | 0 | PC | 2023-07-14 |  | Z2 |  | 8533.21.20 |  |  |  | 1 | 1 | PC |  |  | PC |  | 1000 |  | 1
FBRLAL60001069 | CRCW040210K0FKEE | RES SMD 10K OHM 1% 1/16W 0402 | 275A | BC1 |  | ZBC1 |  | ZROH | 2100 | W002 | PD | MG6100 | P01 | WB | 0 | PC | 0 | PC |  | 0 | 27 | 0 | PC | F |  | 0 | PC | 2023-07-14 |  | Z2 |  | 8533.21.20 |  |  |  | 1 | 1 | EA |  |  | PC |  | 1000 |  | 1
FBRLAL60001069 | CRCW040210K0FKEE | RES SMD 10K OHM 1% 1/16W 0402 | 275A | BC1 |  | ZBC1 |  | ZROH | 2100 | W002 | PD | MG6100 | P01 | WB | 0 | PC | 0 | PC |  | 0 | 27 | 0 | PC | F |  | 0 | PC | 2023-07-14 |  | Z2 |  | 8533.21.20 |  |  |  | 1 | 1 | PC |  |  | PC |  | 1000 |  | 1
FBRLAL60001062 | ERJ-1GNF3301C | RES SMD 3.3K OHM 1% 1/20W 0201 | 275A | BC1 |  | ZBC1 |  | ZROH | 2100 | W002 | PD | MG6100 | P01 | WB | 0 | PC | 0 | PC |  | 0 | 27 | 0 | PC | F |  | 0 | PC | 2023-07-14 |  | Z2 |  | 8533.21.20 |  |  |  | 1 | 1 | EA |  |  | PC |  | 1000 |  | 1
FBRLAL60001062 | ERJ-1GNF3301C | RES SMD 3.3K OHM 1% 1/20W 0201 | 275A | BC1 |  | ZBC1 |  | ZROH | 2100 | W002 | PD | MG6100 | P01 | WB | 0 | PC | 0 | PC |  | 0 | 27 | 0 | PC | F |  | 0 | PC | 2023-07-14 |  | Z2 |  | 8533.21.20 |  |  |  | 1 | 1 | PC |  |  | PC |  | 1000 |  | 1
FBRLAL60001055 | HZ1206C202R-10 | FERRITE BEAD 2 KOHM 1206 1LN | 275A | BC1 |  | ZBC1 |  | ZROH | 2100 | W002 | PD | MG6300 | P01 | WB | 0 | PC | 0 | PC |  | 0 | 27 | 0 | PC | F |  | 0 | PC | 2023-07-14 |  | Z2 |  | 8504.50.00.002 |  |  |  | 1 | 1 | EA |  |  | PC |  | 1000 |  | 1
FBRLAL60001055 | HZ1206C202R-10 | FERRITE BEAD 2 KOHM 1206 1LN | 275A | BC1 |  | ZBC1 |  | ZROH | 2100 | W002 | PD | MG6300 | P01 | WB | 0 | PC | 0 | PC |  | 0 | 27 | 0 | PC | F |  | 0 | PC | 2023-07-14 |  | Z2 |  | 8504.50.00.002 |  |  |  | 1 | 1 | PC |  |  | PC |  | 1000 |  | 1
FBRLAL60001054 | BLM21PG221SN1D | FERRITE BEAD 220 OHM 0805 1LN | 275A | BC1 |  | ZBC1 |  | ZROH | 2100 | W002 | PD | MG6300 | P01 | WB | 0 | PC | 0 | PC |  | 0 | 27 | 0 | PC | F |  | 0 | PC | 2023-07-14 |  | Z2 |  | 8504.50.00.002 |  |  |  | 1 | 1 | EA |  |  | PC |  | 1000 |  | 1
FBRLAL60001054 | BLM21PG221SN1D | FERRITE BEAD 220 OHM 0805 1LN | 275A | BC1 |  | ZBC1 |  | ZROH | 2100 | W002 | PD | MG6300 | P01 | WB | 0 | PC | 0 | PC |  | 0 | 27 | 0 | PC | F |  | 0 | PC | 2023-07-14 |  | Z2 |  | 8504.50.00.002 |  |  |  | 1 | 1 | PC |  |  | PC |  | 1000 |  | 1
FBRLAL60001053 | MLP2012H2R2MT0S1 | FIXED IND 2.2UH 1A 195 MOHM SMD | 275A | BC1 |  | ZBC1 |  | ZROH | 2100 | W002 | PD | MG6300 | P01 | WB | 0 | PC | 0 | PC |  | 0 | 27 | 0 | PC | F |  | 0 | PC | 2023-07-14 |  | Z2 |  | 8504.50.00.002 |  |  |  | 1 | 1 | EA |  |  | PC |  | 1000 |  | 1
FBRLAL60001053 | MLP2012H2R2MT0S1 | FIXED IND 2.2UH 1A 195 MOHM SMD | 275A | BC1 |  | ZBC1 |  | ZROH | 2100 | W002 | PD | MG6300 | P01 | WB | 0 | PC | 0 | PC |  | 0 | 27 | 0 | PC | F |  | 0 | PC | 2023-07-14 |  | Z2 |  | 8504.50.00.002 |  |  |  | 1 | 1 | PC |  |  | PC |  | 1000 |  | 1
FBRLAL60001052 | DFE201612E-2R2M=P2 | FIXED IND 2.2UH 1.8A 116MOHM SMD | 275A | BC1 |  | ZBC1 |  | ZROH | 2100 | W002 | PD | MG6300 | P01 | WB | 0 | PC | 0 | PC |  | 0 | 27 | 0 | PC | F |  | 0 | PC | 2023-07-14 |  | Z2 |  | 8504.50.00.002 |  |  |  | 1 | 1 | EA |  |  | PC |  | 1000 |  | 1
FBRLAL60001052 | DFE201612E-2R2M=P2 | FIXED IND 2.2UH 1.8A 116MOHM SMD | 275A | BC1 |  | ZBC1 |  | ZROH | 2100 | W002 | PD | MG6300 | P01 | WB | 0 | PC | 0 | PC |  | 0 | 27 | 0 | PC | F |  | 0 | PC | 2023-07-14 |  | Z2 |  | 8504.50.00.002 |  |  |  | 1 | 1 | PC |  |  | PC |  | 1000 |  | 1
FBRLAL60001051 | DX07S024JJ3R1300 | CONN RCP USB3.1 TYPEC 24P SMD RA | 275A | BC1 |  | ZBC1 |  | ZROH | 2100 | W002 | PD | MG3400 | P01 | WB | 0 | PC | 0 | PC |  | 0 | 27 | 0 | PC | F |  | 0 | PC | 2023-07-14 |  | Z2 |  | 8536.90.40 |  |  |  | 1 | 1 | EA |  |  | PC |  | 1000 |  | 1
FBRLAL60001051 | DX07S024JJ3R1300 | CONN RCP USB3.1 TYPEC 24P SMD RA | 275A | BC1 |  | ZBC1 |  | ZROH | 2100 | W002 | PD | MG3400 | P01 | WB | 0 | PC | 0 | PC |  | 0 | 27 | 0 | PC | F |  | 0 | PC | 2023-07-14 |  | Z2 |  | 8536.90.40 |  |  |  | 1 | 1 | PC |  |  | PC |  | 1000 |  | 1
FBRLAL60001056 | ERJ-2GE0R00X | RES SMD 0 OHM JUMPER 1/10W 0402 | 275A | BC1 |  | ZBC1 |  | ZROH | 2100 | W002 | PD | MG6100 | P01 | WB | 0 | PC | 0 | PC |  | 0 | 27 | 0 | PC | F |  | 0 | PC | 2023-07-14 |  | Z2 |  | 8533.21.20 |  |  |  | 1 | 1 | EA |  |  | PC |  | 1000 |  | 1
FBRLAL60001056 | ERJ-2GE0R00X | RES SMD 0 OHM JUMPER 1/10W 0402 | 275A | BC1 |  | ZBC1 |  | ZROH | 2100 | W002 | PD | MG6100 | P01 | WB | 0 | PC | 0 | PC |  | 0 | 27 | 0 | PC | F |  | 0 | PC | 2023-07-14 |  | Z2 |  | 8533.21.20 |  |  |  | 1 | 1 | PC |  |  | PC |  | 1000 |  | 1
FBRLAL60001061 | ERJ-2LWFR010X | RES 0.01 OHM 1% 1/5W 0402 | 275A | BC1 |  | ZBC1 |  | ZROH | 2100 | W002 | PD | MG6100 | P01 | WB | 0 | PC | 0 | PC |  | 0 | 27 | 0 | PC | F |  | 0 | PC | 2023-07-14 |  | Z2 |  | 8533.21.20 |  |  |  | 1 | 1 | EA |  |  | PC |  | 1000 |  | 1
FBRLAL60001061 | ERJ-2LWFR010X | RES 0.01 OHM 1% 1/5W 0402 | 275A | BC1 |  | ZBC1 |  | ZROH | 2100 | W002 | PD | MG6100 | P01 | WB | 0 | PC | 0 | PC |  | 0 | 27 | 0 | PC | F |  | 0 | PC | 2023-07-14 |  | Z2 |  | 8533.21.20 |  |  |  | 1 | 1 | PC |  |  | PC |  | 1000 |  | 1
FBRLAL60001060 | ERJ-2GEJ103X | RES SMD 10K OHM 5% 1/10W 0402 | 275A | BC1 |  | ZBC1 |  | ZROH | 2100 | W002 | PD | MG6100 | P01 | WB | 0 | PC | 0 | PC |  | 0 | 27 | 0 | PC | F |  | 0 | PC | 2023-07-14 |  | Z2 |  | 8533.21.20 |  |  |  | 1 | 1 | EA |  |  | PC |  | 1000 |  | 1
FBRLAL60001060 | ERJ-2GEJ103X | RES SMD 10K OHM 5% 1/10W 0402 | 275A | BC1 |  | ZBC1 |  | ZROH | 2100 | W002 | PD | MG6100 | P01 | WB | 0 | PC | 0 | PC |  | 0 | 27 | 0 | PC | F |  | 0 | PC | 2023-07-14 |  | Z2 |  | 8533.21.20 |  |  |  | 1 | 1 | PC |  |  | PC |  | 1000 |  | 1
FBRLAL60001059 | ERJ-1GNF4701C | RES SMD 4.7K OHM 1% 1/20W 0201 | 275A | BC1 |  | ZBC1 |  | ZROH | 2100 | W002 | PD | MG6100 | P01 | WB | 0 | PC | 0 | PC |  | 0 | 27 | 0 | PC | F |  | 0 | PC | 2023-07-14 |  | Z2 |  | 8533.21.20 |  |  |  | 1 | 1 | EA |  |  | PC |  | 1000 |  | 1
FBRLAL60001059 | ERJ-1GNF4701C | RES SMD 4.7K OHM 1% 1/20W 0201 | 275A | BC1 |  | ZBC1 |  | ZROH | 2100 | W002 | PD | MG6100 | P01 | WB | 0 | PC | 0 | PC |  | 0 | 27 | 0 | PC | F |  | 0 | PC | 2023-07-14 |  | Z2 |  | 8533.21.20 |  |  |  | 1 | 1 | PC |  |  | PC |  | 1000 |  | 1
FBRLAL60001058 | ERJ-1GNF27R0C | RES SMD 27 OHM 1% 1/20W 0201 | 275A | BC1 |  | ZBC1 |  | ZROH | 2100 | W002 | PD | MG6100 | P01 | WB | 0 | PC | 0 | PC |  | 0 | 27 | 0 | PC | F |  | 0 | PC | 2023-07-14 |  | Z2 |  | 8533.21.20 |  |  |  | 1 | 1 | EA |  |  | PC |  | 1000 |  | 1
FBRLAL60001058 | ERJ-1GNF27R0C | RES SMD 27 OHM 1% 1/20W 0201 | 275A | BC1 |  | ZBC1 |  | ZROH | 2100 | W002 | PD | MG6100 | P01 | WB | 0 | PC | 0 | PC |  | 0 | 27 | 0 | PC | F |  | 0 | PC | 2023-07-14 |  | Z2 |  | 8533.21.20 |  |  |  | 1 | 1 | PC |  |  | PC |  | 1000 |  | 1
FBRLAL60001057 | ERJ-1GNF5101C | RES SMD 5.1K OHM 1% 1/20W 0201 | 275A | BC1 |  | ZBC1 |  | ZROH | 2100 | W002 | PD | MG6100 | P01 | WB | 0 | PC | 0 | PC |  | 0 | 27 | 0 | PC | F |  | 0 | PC | 2023-07-14 |  | Z2 |  | 8533.21.20 |  |  |  | 1 | 1 | EA |  |  | PC |  | 1000 |  | 1
FBRLAL60001057 | ERJ-1GNF5101C | RES SMD 5.1K OHM 1% 1/20W 0201 | 275A | BC1 |  | ZBC1 |  | ZROH | 2100 | W002 | PD | MG6100 | P01 | WB | 0 | PC | 0 | PC |  | 0 | 27 | 0 | PC | F |  | 0 | PC | 2023-07-14 |  | Z2 |  | 8533.21.20 |  |  |  | 1 | 1 | PC |  |  | PC |  | 1000 |  | 1
FBRLAL60001090 |  | CUSTOM 2-key membrane keyboard 10x20mm | 275A | BC1 |  | ZBC1 |  | ZROH | 2100 | W002 | PD | MG0000 | P01 | WB | 0 | PC | 0 | PC |  | 0 | 27 | 0 | PC | F |  | 0 | PC | 2023-07-14 |  | Z2 |  | 8536.50.90 |  |  |  | 1 | 1 | EA |  |  | PC |  | 1000 |  | 1
FBRLAL60001090 |  | CUSTOM 2-key membrane keyboard 10x20mm | 275A | BC1 |  | ZBC1 |  | ZROH | 2100 | W002 | PD | MG0000 | P01 | WB | 0 | PC | 0 | PC |  | 0 | 27 | 0 | PC | F |  | 0 | PC | 2023-07-14 |  | Z2 |  | 8536.50.90 |  |  |  | 1 | 1 | PC |  |  | PC |  | 1000 |  | 1
FBRLAL60001089 |  | PCB BOARD 2 Layers | 275A | BC1 |  | ZBC1 |  | ZROH | 2100 | W002 | PD | MG0100 | P01 | WB | 0 | PC | 0 | PC |  | 0 | 27 | 0 | PC | F |  | 0 | PC | 2023-07-14 |  | Z2 |  | 8534.00.33 |  |  |  | 1 | 1 | EA |  |  | PC |  | 1000 |  | 1
FBRLAL60001089 |  | PCB BOARD 2 Layers | 275A | BC1 |  | ZBC1 |  | ZROH | 2100 | W002 | PD | MG0100 | P01 | WB | 0 | PC | 0 | PC |  | 0 | 27 | 0 | PC | F |  | 0 | PC | 2023-07-14 |  | Z2 |  | 8534.00.33 |  |  |  | 1 | 1 | PC |  |  | PC |  | 1000 |  | 1
FBRLAL60001088 | 150150225 | Host board to sensor board flex cable | 275A | BC1 |  | ZBC1 |  | ZROH | 2100 | W002 | PD | MG0000 | P01 | WB | 0 | PC | 0 | PC |  | 0 | 27 | 0 | PC | F |  | 0 | PC | 2023-07-14 |  | Z2 |  | 8544.42.00 |  |  |  | 1 | 1 | EA |  |  | PC |  | 1000 |  | 1
FBRLAL60001088 | 150150225 | Host board to sensor board flex cable | 275A | BC1 |  | ZBC1 |  | ZROH | 2100 | W002 | PD | MG0000 | P01 | WB | 0 | PC | 0 | PC |  | 0 | 27 | 0 | PC | F |  | 0 | PC | 2023-07-14 |  | Z2 |  | 8544.42.00 |  |  |  | 1 | 1 | PC |  |  | PC |  | 1000 |  | 1
FBRLAL60001087 | 37387 | BATERIARECARREGÁVELLI-POLIMERO3,7V1" | 275A | BC1 |  | ZBC1 |  | ZROH | 2100 | W002 | PD | MG0000 | P01 | WB | 0 | PC | 0 | PC |  | 0 | 27 | 0 | PC | F |  | 0 | PC | 2023-07-14 |  | Z2 |  | 8507.60.00 |  |  |  | 1 | 1 | EA |  |  | PC |  | 1000 |  | 1
FBRLAL60001087 | 37387 | BATERIARECARREGÁVELLI-POLIMERO3,7V1" | 275A | BC1 |  | ZBC1 |  | ZROH | 2100 | W002 | PD | MG0000 | P01 | WB | 0 | PC | 0 | PC |  | 0 | 27 | 0 | PC | F |  | 0 | PC | 2023-07-14 |  | Z2 |  | 8507.60.00 |  |  |  | 1 | 1 | PC |  |  | PC |  | 1000 |  | 1
FBRLAL60001086 | BW48ABKCLASBK | Watertigh enclosure BW4 with Strap | 275A | BC1 |  | ZBC1 |  | ZROH | 2100 | W002 | PD | MG7100 | P01 | WB | 0 | PC | 0 | PC |  | 0 | 27 | 0 | PC | F |  | 0 | PC | 2023-07-14 |  | Z2 |  | 8543.90.10 |  |  |  | 1 | 1 | EA |  |  | PC |  | 1000 |  | 1
FBRLAL60001086 | BW48ABKCLASBK | Watertigh enclosure BW4 with Strap | 275A | BC1 |  | ZBC1 |  | ZROH | 2100 | W002 | PD | MG7100 | P01 | WB | 0 | PC | 0 | PC |  | 0 | 27 | 0 | PC | F |  | 0 | PC | 2023-07-14 |  | Z2 |  | 8543.90.10 |  |  |  | 1 | 1 | PC |  |  | PC |  | 1000 |  | 1
FBRLAL60001091 |  | CUSTOM 0.4mm pitch 6 pos flat cable 40mm | 275A | BC1 |  | ZBC1 |  | ZROH | 2100 | W002 | PD | MG0000 | P01 | WB | 0 | PC | 0 | PC |  | 0 | 27 | 0 | PC | F |  | 0 | PC | 2023-07-14 |  | Z2 |  | 8544.42.00 |  |  |  | 1 | 1 | EA |  |  | PC |  | 1000 |  | 1
FBRLAL60001091 |  | CUSTOM 0.4mm pitch 6 pos flat cable 40mm | 275A | BC1 |  | ZBC1 |  | ZROH | 2100 | W002 | PD | MG0000 | P01 | WB | 0 | PC | 0 | PC |  | 0 | 27 | 0 | PC | F |  | 0 | PC | 2023-07-14 |  | Z2 |  | 8544.42.00 |  |  |  | 1 | 1 | PC |  |  | PC |  | 1000 |  | 1
FBRLAL60001096 |  | USB charger cable with magnectic pogo pi | 275A | BC1 |  | ZBC1 |  | ZROH | 2100 | W002 | PD | MG0000 | P01 | WB | 0 | PC | 0 | PC |  | 0 | 27 | 0 | PC | F |  | 0 | PC | 2023-07-14 |  | Z2 |  | 8544.42.00 |  |  |  | 1 | 1 | EA |  |  | PC |  | 1000 |  | 1
FBRLAL60001096 |  | USB charger cable with magnectic pogo pi | 275A | BC1 |  | ZBC1 |  | ZROH | 2100 | W002 | PD | MG0000 | P01 | WB | 0 | PC | 0 | PC |  | 0 | 27 | 0 | PC | F |  | 0 | PC | 2023-07-14 |  | Z2 |  | 8544.42.00 |  |  |  | 1 | 1 | PC |  |  | PC |  | 1000 |  | 1
FBRLAL60001095 |  | Female Magnetic pogo pin contact 2.8mm p | 275A | BC1 |  | ZBC1 |  | ZROH | 2100 | W002 | PD | MG0000 | P01 | WB | 0 | PC | 0 | PC |  | 0 | 27 | 0 | PC | F |  | 0 | PC | 2023-07-14 |  | Z2 |  | 8505.90.80 |  |  |  | 1 | 1 | EA |  |  | PC |  | 1000 |  | 1
FBRLAL60001095 |  | Female Magnetic pogo pin contact 2.8mm p | 275A | BC1 |  | ZBC1 |  | ZROH | 2100 | W002 | PD | MG0000 | P01 | WB | 0 | PC | 0 | PC |  | 0 | 27 | 0 | PC | F |  | 0 | PC | 2023-07-14 |  | Z2 |  | 8505.90.80 |  |  |  | 1 | 1 | PC |  |  | PC |  | 1000 |  | 1
FBRLAL60001094 |  | Male type C connector with solder board | 275A | BC1 |  | ZBC1 |  | ZROH | 2100 | W002 | PD | MG3400 | P01 | WB | 0 | PC | 0 | PC |  | 0 | 27 | 0 | PC | F |  | 0 | PC | 2023-07-14 |  | Z2 |  | 8536.90.40 |  |  |  | 1 | 1 | EA |  |  | PC |  | 1000 |  | 1
FBRLAL60001094 |  | Male type C connector with solder board | 275A | BC1 |  | ZBC1 |  | ZROH | 2100 | W002 | PD | MG3400 | P01 | WB | 0 | PC | 0 | PC |  | 0 | 27 | 0 | PC | F |  | 0 | PC | 2023-07-14 |  | Z2 |  | 8536.90.40 |  |  |  | 1 | 1 | PC |  |  | PC |  | 1000 |  | 1
FBRLAL60001093 |  | Silver plated Temperature terminal | 275A | BC1 |  | ZBC1 |  | ZROH | 2100 | W002 | PD | MG0000 | P01 | WB | 0 | PC | 0 | PC |  | 0 | 27 | 0 | PC | F |  | 0 | PC | 2023-07-14 |  | Z2 |  | 9025.19.90 |  |  |  | 1 | 1 | EA |  |  | PC |  | 1000 |  | 1
FBRLAL60001093 |  | Silver plated Temperature terminal | 275A | BC1 |  | ZBC1 |  | ZROH | 2100 | W002 | PD | MG0000 | P01 | WB | 0 | PC | 0 | PC |  | 0 | 27 | 0 | PC | F |  | 0 | PC | 2023-07-14 |  | Z2 |  | 9025.19.90 |  |  |  | 1 | 1 | PC |  |  | PC |  | 1000 |  | 1
FBRLAL60001092 |  | Silver plated ECG bottom terminal | 275A | BC1 |  | ZBC1 |  | ZROH | 2100 | W002 | PD | MG0000 | P01 | WB | 0 | PC | 0 | PC |  | 0 | 27 | 0 | PC | F |  | 0 | PC | 2023-07-14 |  | Z2 |  | 8543.90.10 |  |  |  | 1 | 1 | EA |  |  | PC |  | 1000 |  | 1
FBRLAL60001092 |  | Silver plated ECG bottom terminal | 275A | BC1 |  | ZBC1 |  | ZROH | 2100 | W002 | PD | MG0000 | P01 | WB | 0 | PC | 0 | PC |  | 0 | 27 | 0 | PC | F |  | 0 | PC | 2023-07-14 |  | Z2 |  | 8543.90.10 |  |  |  | 1 | 1 | PC |  |  | PC |  | 1000 |  | 1
FBRLAL60001085 | CM1610H32768DZBT | CRYSTAL 32.7680KHZ 6PF SMD | 275A | BC1 |  | ZBC1 |  | ZROH | 2100 | W002 | PD | MG7100 | P01 | WB | 0 | PC | 0 | PC |  | 0 | 27 | 0 | PC | F |  | 0 | PC | 2023-07-14 |  | Z2 |  | 8541.60.90.003 |  |  |  | 1 | 1 | EA |  |  | PC |  | 1000 |  | 1
FBRLAL60001085 | CM1610H32768DZBT | CRYSTAL 32.7680KHZ 6PF SMD | 275A | BC1 |  | ZBC1 |  | ZROH | 2100 | W002 | PD | MG7100 | P01 | WB | 0 | PC | 0 | PC |  | 0 | 27 | 0 | PC | F |  | 0 | PC | 2023-07-14 |  | Z2 |  | 8541.60.90.003 |  |  |  | 1 | 1 | PC |  |  | PC |  | 1000 |  | 1
FBRLAL60001078 | MAX32666GXMBT+ | IC MCU 32BIT 1MB FLASH 121CTBGA | 275A | BC1 |  | ZBC1 |  | ZROH | 2100 | W002 | PD | MG3100 | P01 | WB | 0 | PC | 0 | PC |  | 0 | 27 | 0 | PC | F |  | 0 | PC | 2023-07-14 |  | Z2 |  | 8542.31.20 |  |  |  | 1 | 1 | EA |  |  | PC |  | 1000 |  | 1
FBRLAL60001078 | MAX32666GXMBT+ | IC MCU 32BIT 1MB FLASH 121CTBGA | 275A | BC1 |  | ZBC1 |  | ZROH | 2100 | W002 | PD | MG3100 | P01 | WB | 0 | PC | 0 | PC |  | 0 | 27 | 0 | PC | F |  | 0 | PC | 2023-07-14 |  | Z2 |  | 8542.31.20 |  |  |  | 1 | 1 | PC |  |  | PC |  | 1000 |  | 1
FBRLAL60001077 | MX25U51245GZ4I54 | IC FLASH 512MBIT SPI/QUAD 8WSON | 275A | BC1 |  | ZBC1 |  | ZROH | 2100 | W002 | PD | MG3100 | P01 | WB | 0 | PC | 0 | PC |  | 0 | 27 | 0 | PC | F |  | 0 | PC | 2023-07-14 |  | Z2 |  | 8542.32.21 |  |  |  | 1 | 1 | EA |  |  | PC |  | 1000 |  | 1
FBRLAL60001077 | MX25U51245GZ4I54 | IC FLASH 512MBIT SPI/QUAD 8WSON | 275A | BC1 |  | ZBC1 |  | ZROH | 2100 | W002 | PD | MG3100 | P01 | WB | 0 | PC | 0 | PC |  | 0 | 27 | 0 | PC | F |  | 0 | PC | 2023-07-14 |  | Z2 |  | 8542.32.21 |  |  |  | 1 | 1 | PC |  |  | PC |  | 1000 |  | 1
FBRLAL60001076 | MAX32674CGWGZ+ | IC MCU 32BIT PACKAGE OUTLINE DRAWING: 2 | 275A | BC1 |  | ZBC1 |  | ZROH | 2100 | W002 | PD | MG3100 | P01 | WB | 0 | PC | 0 | PC |  | 0 | 27 | 0 | PC | F |  | 0 | PC | 2023-07-14 |  | Z2 |  | 8542.31.20 |  |  |  | 1 | 1 | EA |  |  | PC |  | 1000 |  | 1
FBRLAL60001076 | MAX32674CGWGZ+ | IC MCU 32BIT PACKAGE OUTLINE DRAWING: 2 | 275A | BC1 |  | ZBC1 |  | ZROH | 2100 | W002 | PD | MG3100 | P01 | WB | 0 | PC | 0 | PC |  | 0 | 27 | 0 | PC | F |  | 0 | PC | 2023-07-14 |  | Z2 |  | 8542.31.20 |  |  |  | 1 | 1 | PC |  |  | PC |  | 1000 |  | 1
FBRLAL60001075 | MAX20360FEWZ+T | EVKIT PART- IC; PMIC WITH ULTRA-LOW IQ R | 275A | BC1 |  | ZBC1 |  | ZROH | 2100 | W002 | PD | MG0000 | P01 | WB | 0 | PC | 0 | PC |  | 0 | 27 | 0 | PC | F |  | 0 | PC | 2023-07-14 |  | Z2 |  | 8542.39.39 |  |  |  | 1 | 1 | EA |  |  | PC |  | 1000 |  | 1
FBRLAL60001075 | MAX20360FEWZ+T | EVKIT PART- IC; PMIC WITH ULTRA-LOW IQ R | 275A | BC1 |  | ZBC1 |  | ZROH | 2100 | W002 | PD | MG0000 | P01 | WB | 0 | PC | 0 | PC |  | 0 | 27 | 0 | PC | F |  | 0 | PC | 2023-07-14 |  | Z2 |  | 8542.39.39 |  |  |  | 1 | 1 | PC |  |  | PC |  | 1000 |  | 1
FBRLAL60001074 | EVP-AA102K | SWITCH TACTILE SPST-NO 0.02A 15V | 275A | BC1 |  | ZBC1 |  | ZROH | 2100 | W002 | PD | MG0000 | P01 | WB | 0 | PC | 0 | PC |  | 0 | 27 | 0 | PC | F |  | 0 | PC | 2023-07-14 |  | Z2 |  | 8536.50.90.006 |  |  |  | 1 | 1 | EA |  |  | PC |  | 1000 |  | 1
FBRLAL60001074 | EVP-AA102K | SWITCH TACTILE SPST-NO 0.02A 15V | 275A | BC1 |  | ZBC1 |  | ZROH | 2100 | W002 | PD | MG0000 | P01 | WB | 0 | PC | 0 | PC |  | 0 | 27 | 0 | PC | F |  | 0 | PC | 2023-07-14 |  | Z2 |  | 8536.50.90.006 |  |  |  | 1 | 1 | PC |  |  | PC |  | 1000 |  | 1
FBRLAL60001079 | MAX9062EBS+TG45 | IC COMPARATOR 1 W/VOLT REF 4UCSP | 275A | BC1 |  | ZBC1 |  | ZROH | 2100 | W002 | PD | MG3100 | P01 | WB | 0 | PC | 0 | PC |  | 0 | 27 | 0 | PC | F |  | 0 | PC | 2023-07-14 |  | Z2 |  | 8542.39.39 |  |  |  | 1 | 1 | EA |  |  | PC |  | 1000 |  | 1
FBRLAL60001079 | MAX9062EBS+TG45 | IC COMPARATOR 1 W/VOLT REF 4UCSP | 275A | BC1 |  | ZBC1 |  | ZROH | 2100 | W002 | PD | MG3100 | P01 | WB | 0 | PC | 0 | PC |  | 0 | 27 | 0 | PC | F |  | 0 | PC | 2023-07-14 |  | Z2 |  | 8542.39.39 |  |  |  | 1 | 1 | PC |  |  | PC |  | 1000 |  | 1
FBRLAL60001084 | FA-20H 32.0000MF12Y-W3 | CRYSTAL 32.0000MHZ 12PF SMD | 275A | BC1 |  | ZBC1 |  | ZROH | 2100 | W002 | PD | MG7100 | P01 | WB | 0 | PC | 0 | PC |  | 0 | 27 | 0 | PC | F |  | 0 | PC | 2023-07-14 |  | Z2 |  | 8541.60.10.001 |  |  |  | 1 | 1 | EA |  |  | PC |  | 1000 |  | 1
FBRLAL60001084 | FA-20H 32.0000MF12Y-W3 | CRYSTAL 32.0000MHZ 12PF SMD | 275A | BC1 |  | ZBC1 |  | ZROH | 2100 | W002 | PD | MG7100 | P01 | WB | 0 | PC | 0 | PC |  | 0 | 27 | 0 | PC | F |  | 0 | PC | 2023-07-14 |  | Z2 |  | 8541.60.10.001 |  |  |  | 1 | 1 | PC |  |  | PC |  | 1000 |  | 1
FBRLAL60001083 | ABS07-32.768KHZ-6-T | CRYSTAL 32.7680KHZ 6PF SMD | 275A | BC1 |  | ZBC1 |  | ZROH | 2100 | W002 | PD | MG7100 | P01 | WB | 0 | PC | 0 | PC |  | 0 | 27 | 0 | PC | F |  | 0 | PC | 2023-07-14 |  | Z2 |  | 8541.60.90.003 |  |  |  | 1 | 1 | EA |  |  | PC |  | 1000 |  | 1
FBRLAL60001083 | ABS07-32.768KHZ-6-T | CRYSTAL 32.7680KHZ 6PF SMD | 275A | BC1 |  | ZBC1 |  | ZROH | 2100 | W002 | PD | MG7100 | P01 | WB | 0 | PC | 0 | PC |  | 0 | 27 | 0 | PC | F |  | 0 | PC | 2023-07-14 |  | Z2 |  | 8541.60.90.003 |  |  |  | 1 | 1 | PC |  |  | PC |  | 1000 |  | 1
FBRLAL60001082 | MAX14689EWL+T | IC SWITCH DPDT X 1 450MOHM 9WLP | 275A | BC1 |  | ZBC1 |  | ZROH | 2100 | W002 | PD | MG3100 | P01 | WB | 0 | PC | 0 | PC |  | 0 | 27 | 0 | PC | F |  | 0 | PC | 2023-07-14 |  | Z2 |  | 8542.39.39 |  |  |  | 1 | 1 | EA |  |  | PC |  | 1000 |  | 1
FBRLAL60001082 | MAX14689EWL+T | IC SWITCH DPDT X 1 450MOHM 9WLP | 275A | BC1 |  | ZBC1 |  | ZROH | 2100 | W002 | PD | MG3100 | P01 | WB | 0 | PC | 0 | PC |  | 0 | 27 | 0 | PC | F |  | 0 | PC | 2023-07-14 |  | Z2 |  | 8542.39.39 |  |  |  | 1 | 1 | PC |  |  | PC |  | 1000 |  | 1
FBRLAL60001081 | MAX4737EBE+T | IC SW SPST-NOX4 4.5OHM 16UCSP | 275A | BC1 |  | ZBC1 |  | ZROH | 2100 | W002 | PD | MG3100 | P01 | WB | 0 | PC | 0 | PC |  | 0 | 27 | 0 | PC | F |  | 0 | PC | 2023-07-14 |  | Z2 |  | 8542.39.39 |  |  |  | 1 | 1 | EA |  |  | PC |  | 1000 |  | 1
FBRLAL60001081 | MAX4737EBE+T | IC SW SPST-NOX4 4.5OHM 16UCSP | 275A | BC1 |  | ZBC1 |  | ZROH | 2100 | W002 | PD | MG3100 | P01 | WB | 0 | PC | 0 | PC |  | 0 | 27 | 0 | PC | F |  | 0 | PC | 2023-07-14 |  | Z2 |  | 8542.39.39 |  |  |  | 1 | 1 | PC |  |  | PC |  | 1000 |  | 1
FBRLAL60001080 | MAX3207EAUT+T | TVS DIODE SOT23-6 | 275A | BC1 |  | ZBC1 |  | ZROH | 2100 | W002 | PD | MG5200 | P01 | WB | 0 | PC | 0 | PC |  | 0 | 27 | 0 | PC | F |  | 0 | PC | 2023-07-14 |  | Z2 |  | 8541.10.22 |  |  |  | 1 | 1 | EA |  |  | PC |  | 1000 |  | 1
FBRLAL60001080 | MAX3207EAUT+T | TVS DIODE SOT23-6 | 275A | BC1 |  | ZBC1 |  | ZROH | 2100 | W002 | PD | MG5200 | P01 | WB | 0 | PC | 0 | PC |  | 0 | 27 | 0 | PC | F |  | 0 | PC | 2023-07-14 |  | Z2 |  | 8541.10.22 |  |  |  | 1 | 1 | PC |  |  | PC |  | 1000 |  | 1
FBRLAL60001050 | FH26W-25S-0.3SHW(60) | CONN FPC BOTTOM 25POS 0.3MM R/A | 275A | BC1 |  | ZBC1 |  | ZROH | 2100 | W002 | PD | MG3400 | P01 | WB | 0 | PC | 0 | PC |  | 0 | 27 | 0 | PC | F |  | 0 | PC | 2023-07-14 |  | Z2 |  | 8536.90.40 |  |  |  | 1 | 1 | EA |  |  | PC |  | 1000 |  | 1
FBRLAL60001050 | FH26W-25S-0.3SHW(60) | CONN FPC BOTTOM 25POS 0.3MM R/A | 275A | BC1 |  | ZBC1 |  | ZROH | 2100 | W002 | PD | MG3400 | P01 | WB | 0 | PC | 0 | PC |  | 0 | 27 | 0 | PC | F |  | 0 | PC | 2023-07-14 |  | Z2 |  | 8536.90.40 |  |  |  | 1 | 1 | PC |  |  | PC |  | 1000 |  | 1
FBRLAL60001020 | VEMD8080 | PHOTODIODE 780 TO 1050 NM | 275A | BC1 |  | ZBC1 |  | ZROH | 2100 | W002 | PD | MG5200 | P01 | WB | 0 | PC | 0 | PC |  | 0 | 27 | 0 | PC | F |  | 0 | PC | 2023-07-14 |  | Z2 |  | 8541.49.00 |  |  |  | 1 | 1 | EA |  |  | PC |  | 1000 |  | 1
FBRLAL60001020 | VEMD8080 | PHOTODIODE 780 TO 1050 NM | 275A | BC1 |  | ZBC1 |  | ZROH | 2100 | W002 | PD | MG5200 | P01 | WB | 0 | PC | 0 | PC |  | 0 | 27 | 0 | PC | F |  | 0 | PC | 2023-07-14 |  | Z2 |  | 8541.49.00 |  |  |  | 1 | 1 | PC |  |  | PC |  | 1000 |  | 1
FBRLAL60001019 | MAX86176ENX+T | PPG + ECG COMBO AFE | 275A | BC1 |  | ZBC1 |  | ZROH | 2100 | W002 | PD | MG3100 | P01 | WB | 0 | PC | 0 | PC |  | 0 | 27 | 0 | PC | F |  | 0 | PC | 2023-07-14 |  | Z2 |  | 8542.39.39 |  |  |  | 1 | 1 | EA |  |  | PC |  | 1000 |  | 1
FBRLAL60001019 | MAX86176ENX+T | PPG + ECG COMBO AFE | 275A | BC1 |  | ZBC1 |  | ZROH | 2100 | W002 | PD | MG3100 | P01 | WB | 0 | PC | 0 | PC |  | 0 | 27 | 0 | PC | F |  | 0 | PC | 2023-07-14 |  | Z2 |  | 8542.39.39 |  |  |  | 1 | 1 | PC |  |  | PC |  | 1000 |  | 1
FBRLAL60001018 | ERJ-2RKF1003X | RES SMD 100K OHM 1% 1/10W 0402 | 275A | BC1 |  | ZBC1 |  | ZROH | 2100 | W002 | PD | MG6100 | P01 | WB | 0 | PC | 0 | PC |  | 0 | 27 | 0 | PC | F |  | 0 | PC | 2023-07-14 |  | Z2 |  | 8533.21.20 |  |  |  | 1 | 1 | EA |  |  | PC |  | 1000 |  | 1
FBRLAL60001018 | ERJ-2RKF1003X | RES SMD 100K OHM 1% 1/10W 0402 | 275A | BC1 |  | ZBC1 |  | ZROH | 2100 | W002 | PD | MG6100 | P01 | WB | 0 | PC | 0 | PC |  | 0 | 27 | 0 | PC | F |  | 0 | PC | 2023-07-14 |  | Z2 |  | 8533.21.20 |  |  |  | 1 | 1 | PC |  |  | PC |  | 1000 |  | 1
FBRLAL60001017 | ERJ-2RKF1002X | RES SMD 10K OHM 1% 1/10W 0402 | 275A | BC1 |  | ZBC1 |  | ZROH | 2100 | W002 | PD | MG6100 | P01 | WB | 0 | PC | 0 | PC |  | 0 | 27 | 0 | PC | F |  | 0 | PC | 2023-07-14 |  | Z2 |  | 8533.21.20 |  |  |  | 1 | 1 | EA |  |  | PC |  | 1000 |  | 1
FBRLAL60001017 | ERJ-2RKF1002X | RES SMD 10K OHM 1% 1/10W 0402 | 275A | BC1 |  | ZBC1 |  | ZROH | 2100 | W002 | PD | MG6100 | P01 | WB | 0 | PC | 0 | PC |  | 0 | 27 | 0 | PC | F |  | 0 | PC | 2023-07-14 |  | Z2 |  | 8533.21.20 |  |  |  | 1 | 1 | PC |  |  | PC |  | 1000 |  | 1
FBRLAL60001016 | ERJ-2GE0R00X | RES SMD 0 OHM JUMPER 1/10W 0402 | 275A | BC1 |  | ZBC1 |  | ZROH | 2100 | W002 | PD | MG6100 | P01 | WB | 0 | PC | 0 | PC |  | 0 | 27 | 0 | PC | F |  | 0 | PC | 2023-07-14 |  | Z2 |  | 8533.21.20 |  |  |  | 1 | 1 | EA |  |  | PC |  | 1000 |  | 1
FBRLAL60001016 | ERJ-2GE0R00X | RES SMD 0 OHM JUMPER 1/10W 0402 | 275A | BC1 |  | ZBC1 |  | ZROH | 2100 | W002 | PD | MG6100 | P01 | WB | 0 | PC | 0 | PC |  | 0 | 27 | 0 | PC | F |  | 0 | PC | 2023-07-14 |  | Z2 |  | 8533.21.20 |  |  |  | 1 | 1 | PC |  |  | PC |  | 1000 |  | 1
FBRLAL60001021 | LIS2DS12TR | ACCEL 2-16G I2C/SPI 12LGA | 275A | BC1 |  | ZBC1 |  | ZROH | 2100 | W002 | PD | MG3100 | P01 | WB | 0 | PC | 0 | PC |  | 0 | 27 | 0 | PC | F |  | 0 | PC | 2023-07-14 |  | Z2 |  | 8542.39.39 |  |  |  | 1 | 1 | EA |  |  | PC |  | 1000 |  | 1
FBRLAL60001021 | LIS2DS12TR | ACCEL 2-16G I2C/SPI 12LGA | 275A | BC1 |  | ZBC1 |  | ZROH | 2100 | W002 | PD | MG3100 | P01 | WB | 0 | PC | 0 | PC |  | 0 | 27 | 0 | PC | F |  | 0 | PC | 2023-07-14 |  | Z2 |  | 8542.39.39 |  |  |  | 1 | 1 | PC |  |  | PC |  | 1000 |  | 1
FBRLAL60001026 |  | PCB BOARD 7 Layers | 275A | BC1 |  | ZBC1 |  | ZROH | 2100 | W002 | PD | MG0100 | P01 | WB | 0 | PC | 0 | PC |  | 0 | 27 | 0 | PC | F |  | 0 | PC | 2023-07-14 |  | Z2 |  | 8534.00.51 |  |  |  | 1 | 1 | EA |  |  | PC |  | 1000 |  | 1
FBRLAL60001026 |  | PCB BOARD 7 Layers | 275A | BC1 |  | ZBC1 |  | ZROH | 2100 | W002 | PD | MG0100 | P01 | WB | 0 | PC | 0 | PC |  | 0 | 27 | 0 | PC | F |  | 0 | PC | 2023-07-14 |  | Z2 |  | 8534.00.51 |  |  |  | 1 | 1 | PC |  |  | PC |  | 1000 |  | 1
FBRLAL60001025 | MAX30208CLB+ | IC TEMP SENSOR | 275A | BC1 |  | ZBC1 |  | ZROH | 2100 | W002 | PD | MG3100 | P01 | WB | 0 | PC | 0 | PC |  | 0 | 27 | 0 | PC | F |  | 0 | PC | 2023-07-14 |  | Z2 |  | 8542.39.39 |  |  |  | 1 | 1 | EA |  |  | PC |  | 1000 |  | 1
FBRLAL60001025 | MAX30208CLB+ | IC TEMP SENSOR | 275A | BC1 |  | ZBC1 |  | ZROH | 2100 | W002 | PD | MG3100 | P01 | WB | 0 | PC | 0 | PC |  | 0 | 27 | 0 | PC | F |  | 0 | PC | 2023-07-14 |  | Z2 |  | 8542.39.39 |  |  |  | 1 | 1 | PC |  |  | PC |  | 1000 |  | 1
FBRLAL60001024 | GRM033C81E104KE14D | CAP CER 0.1UF 25V X6S 0201 | 275A | BC1 |  | ZBC1 |  | ZROH | 2100 | W002 | PD | MG6200 | P01 | WB | 0 | PC | 0 | PC |  | 0 | 27 | 0 | PC | F |  | 0 | PC | 2023-07-14 |  | Z2 |  | 8532.24.10 |  |  |  | 1 | 1 | EA |  |  | PC |  | 1000 |  | 1
FBRLAL60001024 | GRM033C81E104KE14D | CAP CER 0.1UF 25V X6S 0201 | 275A | BC1 |  | ZBC1 |  | ZROH | 2100 | W002 | PD | MG6200 | P01 | WB | 0 | PC | 0 | PC |  | 0 | 27 | 0 | PC | F |  | 0 | PC | 2023-07-14 |  | Z2 |  | 8532.24.10 |  |  |  | 1 | 1 | PC |  |  | PC |  | 1000 |  | 1
FBRLAL60001023 | MAX30208_HSP3_DEMO_B | PCB:MAX30208_HSP3_DEMO_B | 275A | BC1 |  | ZBC1 |  | ZROH | 2100 | W002 | PD | MG3100 | P01 | WB | 0 | PC | 0 | PC |  | 0 | 27 | 0 | PC | F |  | 0 | PC | 2023-07-14 |  | Z2 |  | 8543.90.10 |  |  |  | 1 | 1 | EA |  |  | PC |  | 1000 |  | 1
FBRLAL60001023 | MAX30208_HSP3_DEMO_B | PCB:MAX30208_HSP3_DEMO_B | 275A | BC1 |  | ZBC1 |  | ZROH | 2100 | W002 | PD | MG3100 | P01 | WB | 0 | PC | 0 | PC |  | 0 | 27 | 0 | PC | F |  | 0 | PC | 2023-07-14 |  | Z2 |  | 8543.90.10 |  |  |  | 1 | 1 | PC |  |  | PC |  | 1000 |  | 1
FBRLAL60001022 | SIT1572AI-J3-18E-DCC-32.768E | MEMS OSC XO 32.7680KHZ LVCMOS | 275A | BC1 |  | ZBC1 |  | ZROH | 2100 | W002 | PD | MG7100 | P01 | WB | 0 | PC | 0 | PC |  | 0 | 27 | 0 | PC | F |  | 0 | PC | 2023-07-14 |  | Z2 |  | 8541.60.90.003 |  |  |  | 1 | 1 | EA |  |  | PC |  | 1000 |  | 1
FBRLAL60001022 | SIT1572AI-J3-18E-DCC-32.768E | MEMS OSC XO 32.7680KHZ LVCMOS | 275A | BC1 |  | ZBC1 |  | ZROH | 2100 | W002 | PD | MG7100 | P01 | WB | 0 | PC | 0 | PC |  | 0 | 27 | 0 | PC | F |  | 0 | PC | 2023-07-14 |  | Z2 |  | 8541.60.90.003 |  |  |  | 1 | 1 | PC |  |  | PC |  | 1000 |  | 1
FBRLAL60001015 | CRCW02010000Z0ED | RES SMD 0 OHM JUMPER 1/20W 0201 | 275A | BC1 |  | ZBC1 |  | ZROH | 2100 | W002 | PD | MG6100 | P01 | WB | 0 | PC | 0 | PC |  | 0 | 27 | 0 | PC | F |  | 0 | PC | 2023-07-14 |  | Z2 |  | 8533.21.20 |  |  |  | 1 | 1 | EA |  |  | PC |  | 1000 |  | 1
FBRLAL60001015 | CRCW02010000Z0ED | RES SMD 0 OHM JUMPER 1/20W 0201 | 275A | BC1 |  | ZBC1 |  | ZROH | 2100 | W002 | PD | MG6100 | P01 | WB | 0 | PC | 0 | PC |  | 0 | 27 | 0 | PC | F |  | 0 | PC | 2023-07-14 |  | Z2 |  | 8533.21.20 |  |  |  | 1 | 1 | PC |  |  | PC |  | 1000 |  | 1
FBRLAL60001008 | C0603C105K3RACTU | CAP CER 1UF 25V X7R 0603 | 275A | BC1 |  | ZBC1 |  | ZROH | 2100 | W002 | PD | MG6200 | P01 | WB | 0 | PC | 0 | PC |  | 0 | 27 | 0 | PC | F |  | 0 | PC | 2023-07-14 |  | Z2 |  | 8532.24.10 |  |  |  | 1 | 1 | EA |  |  | PC |  | 1000 |  | 1
FBRLAL60001008 | C0603C105K3RACTU | CAP CER 1UF 25V X7R 0603 | 275A | BC1 |  | ZBC1 |  | ZROH | 2100 | W002 | PD | MG6200 | P01 | WB | 0 | PC | 0 | PC |  | 0 | 27 | 0 | PC | F |  | 0 | PC | 2023-07-14 |  | Z2 |  | 8532.24.10 |  |  |  | 1 | 1 | PC |  |  | PC |  | 1000 |  | 1
FBRLAL60001007 | GRM155R61A106ME11D | CAP CER 10UF 10V X5R 0402 | 275A | BC1 |  | ZBC1 |  | ZROH | 2100 | W002 | PD | MG6200 | P01 | WB | 0 | PC | 0 | PC |  | 0 | 27 | 0 | PC | F |  | 0 | PC | 2023-07-14 |  | Z2 |  | 8532.24.10 |  |  |  | 1 | 1 | EA |  |  | PC |  | 1000 |  | 1
FBRLAL60001007 | GRM155R61A106ME11D | CAP CER 10UF 10V X5R 0402 | 275A | BC1 |  | ZBC1 |  | ZROH | 2100 | W002 | PD | MG6200 | P01 | WB | 0 | PC | 0 | PC |  | 0 | 27 | 0 | PC | F |  | 0 | PC | 2023-07-14 |  | Z2 |  | 8532.24.10 |  |  |  | 1 | 1 | PC |  |  | PC |  | 1000 |  | 1
FBRLAL60001006 | GRM188R72A104KA35J | CAP CER 0.1UF 100V X7R 0603 | 275A | BC1 |  | ZBC1 |  | ZROH | 2100 | W002 | PD | MG6200 | P01 | WB | 0 | PC | 0 | PC |  | 0 | 27 | 0 | PC | F |  | 0 | PC | 2023-07-14 |  | Z2 |  | 8532.24.10 |  |  |  | 1 | 1 | EA |  |  | PC |  | 1000 |  | 1
FBRLAL60001006 | GRM188R72A104KA35J | CAP CER 0.1UF 100V X7R 0603 | 275A | BC1 |  | ZBC1 |  | ZROH | 2100 | W002 | PD | MG6200 | P01 | WB | 0 | PC | 0 | PC |  | 0 | 27 | 0 | PC | F |  | 0 | PC | 2023-07-14 |  | Z2 |  | 8532.24.10 |  |  |  | 1 | 1 | PC |  |  | PC |  | 1000 |  | 1
FBRLAL60001005 | GRM188R61E106MA73J | CAP CER 10UF 25V X5R 0603 | 275A | BC1 |  | ZBC1 |  | ZROH | 2100 | W002 | PD | MG6200 | P01 | WB | 0 | PC | 0 | PC |  | 0 | 27 | 0 | PC | F |  | 0 | PC | 2023-07-14 |  | Z2 |  | 8532.24.10 |  |  |  | 1 | 1 | EA |  |  | PC |  | 1000 |  | 1
FBRLAL60001005 | GRM188R61E106MA73J | CAP CER 10UF 25V X5R 0603 | 275A | BC1 |  | ZBC1 |  | ZROH | 2100 | W002 | PD | MG6200 | P01 | WB | 0 | PC | 0 | PC |  | 0 | 27 | 0 | PC | F |  | 0 | PC | 2023-07-14 |  | Z2 |  | 8532.24.10 |  |  |  | 1 | 1 | PC |  |  | PC |  | 1000 |  | 1
FBRLAL60001004 |  | PCB BOARD 5 Layers | 275A | BC1 |  | ZBC1 |  | ZROH | 2100 | W002 | PD | MG0100 | P01 | WB | 0 | PC | 0 | PC |  | 0 | 27 | 0 | PC | F |  | 0 | PC | 2023-07-14 |  | Z2 |  | 8534.00.51 |  |  |  | 1 | 1 | EA |  |  | PC |  | 1000 |  | 1
FBRLAL60001004 |  | PCB BOARD 5 Layers | 275A | BC1 |  | ZBC1 |  | ZROH | 2100 | W002 | PD | MG0100 | P01 | WB | 0 | PC | 0 | PC |  | 0 | 27 | 0 | PC | F |  | 0 | PC | 2023-07-14 |  | Z2 |  | 8534.00.51 |  |  |  | 1 | 1 | PC |  |  | PC |  | 1000 |  | 1
FBRLAL60001009 | GRM033R61A104KE15J | CAP CER 0.1UF 10V X5R 0201 | 275A | BC1 |  | ZBC1 |  | ZROH | 2100 | W002 | PD | MG6200 | P01 | WB | 0 | PC | 0 | PC |  | 0 | 27 | 0 | PC | F |  | 0 | PC | 2023-07-14 |  | Z2 |  | 8532.24.10 |  |  |  | 1 | 1 | EA |  |  | PC |  | 1000 |  | 1
FBRLAL60001009 | GRM033R61A104KE15J | CAP CER 0.1UF 10V X5R 0201 | 275A | BC1 |  | ZBC1 |  | ZROH | 2100 | W002 | PD | MG6200 | P01 | WB | 0 | PC | 0 | PC |  | 0 | 27 | 0 | PC | F |  | 0 | PC | 2023-07-14 |  | Z2 |  | 8532.24.10 |  |  |  | 1 | 1 | PC |  |  | PC |  | 1000 |  | 1
FBRLAL60001014 | 10061122-251120HLF | CONN FPC BOTTOM 25POS 0.3MM R/A | 275A | BC1 |  | ZBC1 |  | ZROH | 2100 | W002 | PD | MG3400 | P01 | WB | 0 | PC | 0 | PC |  | 0 | 27 | 0 | PC | F |  | 0 | PC | 2023-07-14 |  | Z2 |  | 8536.90.40 |  |  |  | 1 | 1 | EA |  |  | PC |  | 1000 |  | 1
FBRLAL60001014 | 10061122-251120HLF | CONN FPC BOTTOM 25POS 0.3MM R/A | 275A | BC1 |  | ZBC1 |  | ZROH | 2100 | W002 | PD | MG3400 | P01 | WB | 0 | PC | 0 | PC |  | 0 | 27 | 0 | PC | F |  | 0 | PC | 2023-07-14 |  | Z2 |  | 8536.90.40 |  |  |  | 1 | 1 | PC |  |  | PC |  | 1000 |  | 1
FBRLAL60001013 | 1981061-1 | CONN SPRING BATTERY 3POS R/A SMD | 275A | BC1 |  | ZBC1 |  | ZROH | 2100 | W002 | PD | MG3400 | P01 | WB | 0 | PC | 0 | PC |  | 0 | 27 | 0 | PC | F |  | 0 | PC | 2023-07-14 |  | Z2 |  | 8536.90.40 |  |  |  | 1 | 1 | EA |  |  | PC |  | 1000 |  | 1
FBRLAL60001013 | 1981061-1 | CONN SPRING BATTERY 3POS R/A SMD | 275A | BC1 |  | ZBC1 |  | ZROH | 2100 | W002 | PD | MG3400 | P01 | WB | 0 | PC | 0 | PC |  | 0 | 27 | 0 | PC | F |  | 0 | PC | 2023-07-14 |  | Z2 |  | 8536.90.40 |  |  |  | 1 | 1 | PC |  |  | PC |  | 1000 |  | 1
FBRLAL60001012 | SFH 7016 | CHIP LED | 275A | BC1 |  | ZBC1 |  | ZROH | 2100 | W002 | PD | MG5200 | P01 | WB | 0 | PC | 0 | PC |  | 0 | 27 | 0 | PC | F |  | 0 | PC | 2023-07-14 |  | Z2 |  | 8541.41.21 |  |  |  | 1 | 1 | EA |  |  | PC |  | 1000 |  | 1
FBRLAL60001012 | SFH 7016 | CHIP LED | 275A | BC1 |  | ZBC1 |  | ZROH | 2100 | W002 | PD | MG5200 | P01 | WB | 0 | PC | 0 | PC |  | 0 | 27 | 0 | PC | F |  | 0 | PC | 2023-07-14 |  | Z2 |  | 8541.41.21 |  |  |  | 1 | 1 | PC |  |  | PC |  | 1000 |  | 1
FBRLAL60001011 | C0603X7R1A103K030BA | CAP CER 10000PF 10V X7R 0201 | 275A | BC1 |  | ZBC1 |  | ZROH | 2100 | W002 | PD | MG6200 | P01 | WB | 0 | PC | 0 | PC |  | 0 | 27 | 0 | PC | F |  | 0 | PC | 2023-07-14 |  | Z2 |  | 8532.24.10 |  |  |  | 1 | 1 | EA |  |  | PC |  | 1000 |  | 1
FBRLAL60001011 | C0603X7R1A103K030BA | CAP CER 10000PF 10V X7R 0201 | 275A | BC1 |  | ZBC1 |  | ZROH | 2100 | W002 | PD | MG6200 | P01 | WB | 0 | PC | 0 | PC |  | 0 | 27 | 0 | PC | F |  | 0 | PC | 2023-07-14 |  | Z2 |  | 8532.24.10 |  |  |  | 1 | 1 | PC |  |  | PC |  | 1000 |  | 1
FBRLAL60001010 | CL05A105KO5NNNC | CAP CER 1UF 16V X5R 0402 | 275A | BC1 |  | ZBC1 |  | ZROH | 2100 | W002 | PD | MG6200 | P01 | WB | 0 | PC | 0 | PC |  | 0 | 27 | 0 | PC | F |  | 0 | PC | 2023-07-14 |  | Z2 |  | 8532.24.10 |  |  |  | 1 | 1 | EA |  |  | PC |  | 1000 |  | 1
FBRLAL60001010 | CL05A105KO5NNNC | CAP CER 1UF 16V X5R 0402 | 275A | BC1 |  | ZBC1 |  | ZROH | 2100 | W002 | PD | MG6200 | P01 | WB | 0 | PC | 0 | PC |  | 0 | 27 | 0 | PC | F |  | 0 | PC | 2023-07-14 |  | Z2 |  | 8532.24.10 |  |  |  | 1 | 1 | PC |  |  | PC |  | 1000 |  | 1
FBRLAL60001043 | C1005X5R1V105K050BC | CAP CER 1UF 35V X5R 0402 | 275A | BC1 |  | ZBC1 |  | ZROH | 2100 | W002 | PD | MG6200 | P01 | WB | 0 | PC | 0 | PC |  | 0 | 27 | 0 | PC | F |  | 0 | PC | 2023-07-14 |  | Z2 |  | 8532.24.10 |  |  |  | 1 | 1 | EA |  |  | PC |  | 1000 |  | 1
FBRLAL60001043 | C1005X5R1V105K050BC | CAP CER 1UF 35V X5R 0402 | 275A | BC1 |  | ZBC1 |  | ZROH | 2100 | W002 | PD | MG6200 | P01 | WB | 0 | PC | 0 | PC |  | 0 | 27 | 0 | PC | F |  | 0 | PC | 2023-07-14 |  | Z2 |  | 8532.24.10 |  |  |  | 1 | 1 | PC |  |  | PC |  | 1000 |  | 1
FBRLAL60001042 | GRM033R61C104KE14D | CAP CER 0.1UF 16V X5R 0201 | 275A | BC1 |  | ZBC1 |  | ZROH | 2100 | W002 | PD | MG6200 | P01 | WB | 0 | PC | 0 | PC |  | 0 | 27 | 0 | PC | F |  | 0 | PC | 2023-07-14 |  | Z2 |  | 8532.24.10 |  |  |  | 1 | 1 | EA |  |  | PC |  | 1000 |  | 1
FBRLAL60001042 | GRM033R61C104KE14D | CAP CER 0.1UF 16V X5R 0201 | 275A | BC1 |  | ZBC1 |  | ZROH | 2100 | W002 | PD | MG6200 | P01 | WB | 0 | PC | 0 | PC |  | 0 | 27 | 0 | PC | F |  | 0 | PC | 2023-07-14 |  | Z2 |  | 8532.24.10 |  |  |  | 1 | 1 | PC |  |  | PC |  | 1000 |  | 1
FBRLAL60001041 | GRM033R71A472KA01D | CAP CER 4700PF 10V X7R 0201 | 275A | BC1 |  | ZBC1 |  | ZROH | 2100 | W002 | PD | MG6200 | P01 | WB | 0 | PC | 0 | PC |  | 0 | 27 | 0 | PC | F |  | 0 | PC | 2023-07-14 |  | Z2 |  | 8532.24.10 |  |  |  | 1 | 1 | EA |  |  | PC |  | 1000 |  | 1
FBRLAL60001041 | GRM033R71A472KA01D | CAP CER 4700PF 10V X7R 0201 | 275A | BC1 |  | ZBC1 |  | ZROH | 2100 | W002 | PD | MG6200 | P01 | WB | 0 | PC | 0 | PC |  | 0 | 27 | 0 | PC | F |  | 0 | PC | 2023-07-14 |  | Z2 |  | 8532.24.10 |  |  |  | 1 | 1 | PC |  |  | PC |  | 1000 |  | 1
FBRLAL60001040 | GRM033C81A105ME05D | CAP CER 1UF 10V X6S 0201 | 275A | BC1 |  | ZBC1 |  | ZROH | 2100 | W002 | PD | MG6200 | P01 | WB | 0 | PC | 0 | PC |  | 0 | 27 | 0 | PC | F |  | 0 | PC | 2023-07-14 |  | Z2 |  | 8532.24.10 |  |  |  | 1 | 1 | EA |  |  | PC |  | 1000 |  | 1
FBRLAL60001040 | GRM033C81A105ME05D | CAP CER 1UF 10V X6S 0201 | 275A | BC1 |  | ZBC1 |  | ZROH | 2100 | W002 | PD | MG6200 | P01 | WB | 0 | PC | 0 | PC |  | 0 | 27 | 0 | PC | F |  | 0 | PC | 2023-07-14 |  | Z2 |  | 8532.24.10 |  |  |  | 1 | 1 | PC |  |  | PC |  | 1000 |  | 1
FBRLAL60001039 | CL10A226MO7JZNC | CAP CER 22UF 16V X5R 0603 | 275A | BC1 |  | ZBC1 |  | ZROH | 2100 | W002 | PD | MG6200 | P01 | WB | 0 | PC | 0 | PC |  | 0 | 27 | 0 | PC | F |  | 0 | PC | 2023-07-14 |  | Z2 |  | 8532.24.10 |  |  |  | 1 | 1 | EA |  |  | PC |  | 1000 |  | 1
FBRLAL60001039 | CL10A226MO7JZNC | CAP CER 22UF 16V X5R 0603 | 275A | BC1 |  | ZBC1 |  | ZROH | 2100 | W002 | PD | MG6200 | P01 | WB | 0 | PC | 0 | PC |  | 0 | 27 | 0 | PC | F |  | 0 | PC | 2023-07-14 |  | Z2 |  | 8532.24.10 |  |  |  | 1 | 1 | PC |  |  | PC |  | 1000 |  | 1
FBRLAL60001044 | C0603X5R1E104M030BB | CAP CER 0.1UF 25V X5R 0201 | 275A | BC1 |  | ZBC1 |  | ZROH | 2100 | W002 | PD | MG6200 | P01 | WB | 0 | PC | 0 | PC |  | 0 | 27 | 0 | PC | F |  | 0 | PC | 2023-07-14 |  | Z2 |  | 8532.24.10 |  |  |  | 1 | 1 | EA |  |  | PC |  | 1000 |  | 1
FBRLAL60001044 | C0603X5R1E104M030BB | CAP CER 0.1UF 25V X5R 0201 | 275A | BC1 |  | ZBC1 |  | ZROH | 2100 | W002 | PD | MG6200 | P01 | WB | 0 | PC | 0 | PC |  | 0 | 27 | 0 | PC | F |  | 0 | PC | 2023-07-14 |  | Z2 |  | 8532.24.10 |  |  |  | 1 | 1 | PC |  |  | PC |  | 1000 |  | 1
FBRLAL60001049 | TF13BA-6S-0.4SH(800) | CONN FPC BOTTOM 6POS 0.4MM R/A | 275A | BC1 |  | ZBC1 |  | ZROH | 2100 | W002 | PD | MG3400 | P01 | WB | 0 | PC | 0 | PC |  | 0 | 27 | 0 | PC | F |  | 0 | PC | 2023-07-14 |  | Z2 |  | 8536.90.40 |  |  |  | 1 | 1 | EA |  |  | PC |  | 1000 |  | 1
FBRLAL60001049 | TF13BA-6S-0.4SH(800) | CONN FPC BOTTOM 6POS 0.4MM R/A | 275A | BC1 |  | ZBC1 |  | ZROH | 2100 | W002 | PD | MG3400 | P01 | WB | 0 | PC | 0 | PC |  | 0 | 27 | 0 | PC | F |  | 0 | PC | 2023-07-14 |  | Z2 |  | 8536.90.40 |  |  |  | 1 | 1 | PC |  |  | PC |  | 1000 |  | 1
FBRLAL60001048 | SML-LX0404SIUPGUSB | LED RGB CLEAR SMD | 275A | BC1 |  | ZBC1 |  | ZROH | 2100 | W002 | PD | MG5200 | P01 | WB | 0 | PC | 0 | PC |  | 0 | 27 | 0 | PC | F |  | 0 | PC | 2023-07-14 |  | Z2 |  | 8541.41.21 |  |  |  | 1 | 1 | EA |  |  | PC |  | 1000 |  | 1
FBRLAL60001048 | SML-LX0404SIUPGUSB | LED RGB CLEAR SMD | 275A | BC1 |  | ZBC1 |  | ZROH | 2100 | W002 | PD | MG5200 | P01 | WB | 0 | PC | 0 | PC |  | 0 | 27 | 0 | PC | F |  | 0 | PC | 2023-07-14 |  | Z2 |  | 8541.41.21 |  |  |  | 1 | 1 | PC |  |  | PC |  | 1000 |  | 1
FBRLAL60001047 | APFA2507QBDSEEZGKC | LED RGB CLEAR 4SMD R/A | 275A | BC1 |  | ZBC1 |  | ZROH | 2100 | W002 | PD | MG5200 | P01 | WB | 0 | PC | 0 | PC |  | 0 | 27 | 0 | PC | F |  | 0 | PC | 2023-07-14 |  | Z2 |  | 8541.41.21 |  |  |  | 1 | 1 | EA |  |  | PC |  | 1000 |  | 1
FBRLAL60001047 | APFA2507QBDSEEZGKC | LED RGB CLEAR 4SMD R/A | 275A | BC1 |  | ZBC1 |  | ZROH | 2100 | W002 | PD | MG5200 | P01 | WB | 0 | PC | 0 | PC |  | 0 | 27 | 0 | PC | F |  | 0 | PC | 2023-07-14 |  | Z2 |  | 8541.41.21 |  |  |  | 1 | 1 | PC |  |  | PC |  | 1000 |  | 1
FBRLAL60001046 | C0603X5R1A104K030BC | CAP CER 0.1UF 10V X5R 0201 | 275A | BC1 |  | ZBC1 |  | ZROH | 2100 | W002 | PD | MG6200 | P01 | WB | 0 | PC | 0 | PC |  | 0 | 27 | 0 | PC | F |  | 0 | PC | 2023-07-14 |  | Z2 |  | 8532.24.10 |  |  |  | 1 | 1 | EA |  |  | PC |  | 1000 |  | 1
FBRLAL60001046 | C0603X5R1A104K030BC | CAP CER 0.1UF 10V X5R 0201 | 275A | BC1 |  | ZBC1 |  | ZROH | 2100 | W002 | PD | MG6200 | P01 | WB | 0 | PC | 0 | PC |  | 0 | 27 | 0 | PC | F |  | 0 | PC | 2023-07-14 |  | Z2 |  | 8532.24.10 |  |  |  | 1 | 1 | PC |  |  | PC |  | 1000 |  | 1
FBRLAL60001045 | KGM05AR51E103KH | CAP CER 10000PF 25V X5R 0402 | 275A | BC1 |  | ZBC1 |  | ZROH | 2100 | W002 | PD | MG6200 | P01 | WB | 0 | PC | 0 | PC |  | 0 | 27 | 0 | PC | F |  | 0 | PC | 2023-07-14 |  | Z2 |  | 8532.24.10 |  |  |  | 1 | 1 | EA |  |  | PC |  | 1000 |  | 1
FBRLAL60001045 | KGM05AR51E103KH | CAP CER 10000PF 25V X5R 0402 | 275A | BC1 |  | ZBC1 |  | ZROH | 2100 | W002 | PD | MG6200 | P01 | WB | 0 | PC | 0 | PC |  | 0 | 27 | 0 | PC | F |  | 0 | PC | 2023-07-14 |  | Z2 |  | 8532.24.10 |  |  |  | 1 | 1 | PC |  |  | PC |  | 1000 |  | 1
FBRLAL60001038 | C0402C105K8PACTU | CAP CER 1UF 10V X5R 0402 | 275A | BC1 |  | ZBC1 |  | ZROH | 2100 | W002 | PD | MG6200 | P01 | WB | 0 | PC | 0 | PC |  | 0 | 27 | 0 | PC | F |  | 0 | PC | 2023-07-14 |  | Z2 |  | 8532.24.10 |  |  |  | 1 | 1 | EA |  |  | PC |  | 1000 |  | 1
FBRLAL60001038 | C0402C105K8PACTU | CAP CER 1UF 10V X5R 0402 | 275A | BC1 |  | ZBC1 |  | ZROH | 2100 | W002 | PD | MG6200 | P01 | WB | 0 | PC | 0 | PC |  | 0 | 27 | 0 | PC | F |  | 0 | PC | 2023-07-14 |  | Z2 |  | 8532.24.10 |  |  |  | 1 | 1 | PC |  |  | PC |  | 1000 |  | 1
FBRLAL60001031 | C1005X5R0J225K050BC | CAP CER 2.2UF 6.3V X5R 0402 | 275A | BC1 |  | ZBC1 |  | ZROH | 2100 | W002 | PD | MG6200 | P01 | WB | 0 | PC | 0 | PC |  | 0 | 27 | 0 | PC | F |  | 0 | PC | 2023-07-14 |  | Z2 |  | 8532.24.10 |  |  |  | 1 | 1 | EA |  |  | PC |  | 1000 |  | 1
FBRLAL60001031 | C1005X5R0J225K050BC | CAP CER 2.2UF 6.3V X5R 0402 | 275A | BC1 |  | ZBC1 |  | ZROH | 2100 | W002 | PD | MG6200 | P01 | WB | 0 | PC | 0 | PC |  | 0 | 27 | 0 | PC | F |  | 0 | PC | 2023-07-14 |  | Z2 |  | 8532.24.10 |  |  |  | 1 | 1 | PC |  |  | PC |  | 1000 |  | 1
FBRLAL60001030 | C1005X5R0J475K050BC | CAP CER 4.7UF 6.3V X5R 0402 | 275A | BC1 |  | ZBC1 |  | ZROH | 2100 | W002 | PD | MG6200 | P01 | WB | 0 | PC | 0 | PC |  | 0 | 27 | 0 | PC | F |  | 0 | PC | 2023-07-14 |  | Z2 |  | 8532.24.10 |  |  |  | 1 | 1 | EA |  |  | PC |  | 1000 |  | 1
FBRLAL60001030 | C1005X5R0J475K050BC | CAP CER 4.7UF 6.3V X5R 0402 | 275A | BC1 |  | ZBC1 |  | ZROH | 2100 | W002 | PD | MG6200 | P01 | WB | 0 | PC | 0 | PC |  | 0 | 27 | 0 | PC | F |  | 0 | PC | 2023-07-14 |  | Z2 |  | 8532.24.10 |  |  |  | 1 | 1 | PC |  |  | PC |  | 1000 |  | 1
FBRLAL60001029 | C1005X5R1V225K050BC | CAP CER 2.2UF 35V X5R 0402 | 275A | BC1 |  | ZBC1 |  | ZROH | 2100 | W002 | PD | MG6200 | P01 | WB | 0 | PC | 0 | PC |  | 0 | 27 | 0 | PC | F |  | 0 | PC | 2023-07-14 |  | Z2 |  | 8532.24.10 |  |  |  | 1 | 1 | EA |  |  | PC |  | 1000 |  | 1
FBRLAL60001029 | C1005X5R1V225K050BC | CAP CER 2.2UF 35V X5R 0402 | 275A | BC1 |  | ZBC1 |  | ZROH | 2100 | W002 | PD | MG6200 | P01 | WB | 0 | PC | 0 | PC |  | 0 | 27 | 0 | PC | F |  | 0 | PC | 2023-07-14 |  | Z2 |  | 8532.24.10 |  |  |  | 1 | 1 | PC |  |  | PC |  | 1000 |  | 1
FBRLAL60001028 | C1005X7R1H104K050BB | CAP CER 0.1UF 50V X7R 0402 | 275A | BC1 |  | ZBC1 |  | ZROH | 2100 | W002 | PD | MG6200 | P01 | WB | 0 | PC | 0 | PC |  | 0 | 27 | 0 | PC | F |  | 0 | PC | 2023-07-14 |  | Z2 |  | 8532.24.10 |  |  |  | 1 | 1 | EA |  |  | PC |  | 1000 |  | 1
FBRLAL60001028 | C1005X7R1H104K050BB | CAP CER 0.1UF 50V X7R 0402 | 275A | BC1 |  | ZBC1 |  | ZROH | 2100 | W002 | PD | MG6200 | P01 | WB | 0 | PC | 0 | PC |  | 0 | 27 | 0 | PC | F |  | 0 | PC | 2023-07-14 |  | Z2 |  | 8532.24.10 |  |  |  | 1 | 1 | PC |  |  | PC |  | 1000 |  | 1
FBRLAL60001027 | 2450AT18D0100001E | RF ANT 2.4GHZ CHIP SOLDER SMD | 275A | BC1 |  | ZBC1 |  | ZROH | 2100 | W002 | PD | MG0000 | P01 | WB | 0 | PC | 0 | PC |  | 0 | 27 | 0 | PC | F |  | 0 | PC | 2023-07-14 |  | Z2 |  | 8517.71.90 |  |  |  | 1 | 1 | EA |  |  | PC |  | 1000 |  | 1
FBRLAL60001027 | 2450AT18D0100001E | RF ANT 2.4GHZ CHIP SOLDER SMD | 275A | BC1 |  | ZBC1 |  | ZROH | 2100 | W002 | PD | MG0000 | P01 | WB | 0 | PC | 0 | PC |  | 0 | 27 | 0 | PC | F |  | 0 | PC | 2023-07-14 |  | Z2 |  | 8517.71.90 |  |  |  | 1 | 1 | PC |  |  | PC |  | 1000 |  | 1
FBRLAL60001032 | GRM0335C1H160JA01D | CAP CER 16PF 50V C0G/NP0 0201 | 275A | BC1 |  | ZBC1 |  | ZROH | 2100 | W002 | PD | MG6200 | P01 | WB | 0 | PC | 0 | PC |  | 0 | 27 | 0 | PC | F |  | 0 | PC | 2023-07-14 |  | Z2 |  | 8532.24.10 |  |  |  | 1 | 1 | EA |  |  | PC |  | 1000 |  | 1
FBRLAL60001032 | GRM0335C1H160JA01D | CAP CER 16PF 50V C0G/NP0 0201 | 275A | BC1 |  | ZBC1 |  | ZROH | 2100 | W002 | PD | MG6200 | P01 | WB | 0 | PC | 0 | PC |  | 0 | 27 | 0 | PC | F |  | 0 | PC | 2023-07-14 |  | Z2 |  | 8532.24.10 |  |  |  | 1 | 1 | PC |  |  | PC |  | 1000 |  | 1
FBRLAL60001037 | GRM033R61E472MA12D | CAP CER 4700PF 25V X5R 0201 | 275A | BC1 |  | ZBC1 |  | ZROH | 2100 | W002 | PD | MG6200 | P01 | WB | 0 | PC | 0 | PC |  | 0 | 27 | 0 | PC | F |  | 0 | PC | 2023-07-14 |  | Z2 |  | 8532.24.10 |  |  |  | 1 | 1 | EA |  |  | PC |  | 1000 |  | 1
FBRLAL60001037 | GRM033R61E472MA12D | CAP CER 4700PF 25V X5R 0201 | 275A | BC1 |  | ZBC1 |  | ZROH | 2100 | W002 | PD | MG6200 | P01 | WB | 0 | PC | 0 | PC |  | 0 | 27 | 0 | PC | F |  | 0 | PC | 2023-07-14 |  | Z2 |  | 8532.24.10 |  |  |  | 1 | 1 | PC |  |  | PC |  | 1000 |  | 1
FBRLAL60001036 | GRM21BR61A476ME15K | CAP CER 47UF 10V X5R 0805 | 275A | BC1 |  | ZBC1 |  | ZROH | 2100 | W002 | PD | MG6200 | P01 | WB | 0 | PC | 0 | PC |  | 0 | 27 | 0 | PC | F |  | 0 | PC | 2023-07-14 |  | Z2 |  | 8532.24.10 |  |  |  | 1 | 1 | EA |  |  | PC |  | 1000 |  | 1
FBRLAL60001036 | GRM21BR61A476ME15K | CAP CER 47UF 10V X5R 0805 | 275A | BC1 |  | ZBC1 |  | ZROH | 2100 | W002 | PD | MG6200 | P01 | WB | 0 | PC | 0 | PC |  | 0 | 27 | 0 | PC | F |  | 0 | PC | 2023-07-14 |  | Z2 |  | 8532.24.10 |  |  |  | 1 | 1 | PC |  |  | PC |  | 1000 |  | 1
FBRLAL60001035 | GRM033C71C104KE14J | CAP CER 0.1UF 16V X7S 0201 | 275A | BC1 |  | ZBC1 |  | ZROH | 2100 | W002 | PD | MG6200 | P01 | WB | 0 | PC | 0 | PC |  | 0 | 27 | 0 | PC | F |  | 0 | PC | 2023-07-14 |  | Z2 |  | 8532.24.10 |  |  |  | 1 | 1 | EA |  |  | PC |  | 1000 |  | 1
FBRLAL60001035 | GRM033C71C104KE14J | CAP CER 0.1UF 16V X7S 0201 | 275A | BC1 |  | ZBC1 |  | ZROH | 2100 | W002 | PD | MG6200 | P01 | WB | 0 | PC | 0 | PC |  | 0 | 27 | 0 | PC | F |  | 0 | PC | 2023-07-14 |  | Z2 |  | 8532.24.10 |  |  |  | 1 | 1 | PC |  |  | PC |  | 1000 |  | 1
FBRLAL60001034 | GRM033R61A105ME15J | CAP CER MLCC | 275A | BC1 |  | ZBC1 |  | ZROH | 2100 | W002 | PD | MG6200 | P01 | WB | 0 | PC | 0 | PC |  | 0 | 27 | 0 | PC | F |  | 0 | PC | 2023-07-14 |  | Z2 |  | 8532.24.10 |  |  |  | 1 | 1 | EA |  |  | PC |  | 1000 |  | 1
FBRLAL60001034 | GRM033R61A105ME15J | CAP CER MLCC | 275A | BC1 |  | ZBC1 |  | ZROH | 2100 | W002 | PD | MG6200 | P01 | WB | 0 | PC | 0 | PC |  | 0 | 27 | 0 | PC | F |  | 0 | PC | 2023-07-14 |  | Z2 |  | 8532.24.10 |  |  |  | 1 | 1 | PC |  |  | PC |  | 1000 |  | 1
FBRLAL60001033 | GRM188R61E106MA73J | CAP CER 10UF 25V X5R 0603 | 275A | BC1 |  | ZBC1 |  | ZROH | 2100 | W002 | PD | MG6200 | P01 | WB | 0 | PC | 0 | PC |  | 0 | 27 | 0 | PC | F |  | 0 | PC | 2023-07-14 |  | Z2 |  | 8532.24.10 |  |  |  | 1 | 1 | EA |  |  | PC |  | 1000 |  | 1
FBRLAL60001033 | GRM188R61E106MA73J | CAP CER 10UF 25V X5R 0603 | 275A | BC1 |  | ZBC1 |  | ZROH | 2100 | W002 | PD | MG6200 | P01 | WB | 0 | PC | 0 | PC |  | 0 | 27 | 0 | PC | F |  | 0 | PC | 2023-07-14 |  | Z2 |  | 8532.24.10 |  |  |  | 1 | 1 | PC |  |  | PC |  | 1000 |  | 1
|  |  | 275A | [11 empty] | 0 | EA | 0 | EA
[15 empty] | 0 | G | 0 | G
[15 empty] | 0 | MM | 0 | MM
[15 empty] | 0 | PC | 0 | PC
[15 empty] | 0 | EA | 0 | EA
[15 empty] | 0 | G | 0 | G
[15 empty] | 0 | MM | 0 | MM
[15 empty] | 0 | PC | 0 | PC

## ZM43BR
Vlook PN Fox | Purch.doc. | Item | D | Vendor | Name 1 | Plnt | SLoc | Material | Short text | O | NBM code | Quantity | OUn | U | Net price | Curr. | Per | Unit Price | Net value | Deliv.date | IncoT | On | Created | Shipment | Inco. 2 | Invoice PW | Invoice Dt | ETD PWCE | ETA PWCE | ETD Status Text | ETD Status | Dolar tax
FBRLAL60001014 | 4800019318 | 10 |  | M0081 | EPE COMPONENTS, ELECTRONIC PARTS | 275A | W001 | FBRLAL60001014 | CONN FPC BOTTOM 25POS 0.3MM R/A | 1 | 8536.90.40 | 140 | PC | 1 | 9000 | USD | 20000 | 0.45 | 63 | 2023-08-25 | EXW | 45128 | RENANP |  | FOXCONN |  |  |  |  | Waiting Acknowledgment | WA
FBRLAL60001088 | 4800019318 | 20 |  | M0081 | EPE COMPONENTS, ELECTRONIC PARTS | 275A | W001 | FBRLAL60001088 | Host board to sensor board flex cable | 1 | 8544.42.00 | 200 | PC | 1 | 9000 | USD | 20000 | 0.45 | 90 | 2023-08-25 | EXW | 45128 | RENANP |  | FOXCONN |  |  |  |  | Waiting Acknowledgment | WA
FBRLAL60001013 | 4800019318 | 30 |  | M0081 | EPE COMPONENTS, ELECTRONIC PARTS | 275A | W001 | FBRLAL60001013 | CONN SPRING BATTERY 3POS R/A SMD | 1 | 8536.90.40 | 140 | PC | 1 | 85600 | USD | 20000 | 4.28 | 599.2 | 2023-08-25 | EXW | 45128 | RENANP |  | FOXCONN |  |  |  |  | Waiting Acknowledgment | WA
FBRLAL60001027 | 4800019318 | 40 |  | M0081 | EPE COMPONENTS, ELECTRONIC PARTS | 275A | W001 | FBRLAL60001027 | RF ANT 2.4GHZ CHIP SOLDER SMD | 1 | 8517.71.90 | 160 | PC | 1 | 14400 | USD | 20000 | 0.72 | 115.2 | 2023-08-25 | EXW | 45128 | RENANP |  | FOXCONN |  |  |  |  | Waiting Acknowledgment | WA
FBRLAL60001073 | 4800019318 | 50 |  | M0081 | EPE COMPONENTS, ELECTRONIC PARTS | 275A | W001 | FBRLAL60001073 | SWITCH TACTILE SPST-NO 0.05A 12V | 1 | 8536.50.90.006 | 150 | PC | 1 | 20600 | USD | 20000 | 1.03 | 154.5 | 2023-08-25 | EXW | 45128 | RENANP |  | FOXCONN |  |  |  |  | Waiting Acknowledgment | WA
FBRLAL60001083 | 4800019318 | 60 |  | M0081 | EPE COMPONENTS, ELECTRONIC PARTS | 275A | W001 | FBRLAL60001083 | CRYSTAL 32.7680KHZ 6PF SMD | 1 | 8541.60.90.003 | 250 | PC | 1 | 20600 | USD | 20000 | 1.03 | 257.5 | 2023-08-25 | EXW | 45128 | RENANP |  | FOXCONN |  |  |  |  | Waiting Acknowledgment | WA
FBRLAL60001047 | 4800019318 | 70 |  | M0081 | EPE COMPONENTS, ELECTRONIC PARTS | 275A | W001 | FBRLAL60001047 | LED RGB CLEAR 4SMD R/A | 6 | 8541.41.21 | 200 | PC | 1 | 18000 | USD | 20000 | 0.9 | 180 | 2023-08-25 | EXW | 45128 | RENANP |  | FOXCONN |  |  |  |  | Waiting Acknowledgment | WA
FBRLAL60001054 | 4800019318 | 80 |  | M0081 | EPE COMPONENTS, ELECTRONIC PARTS | 275A | W001 | FBRLAL60001054 | FERRITE BEAD 220 OHM 0805 1LN | 6 | 8504.50.00.002 | 300 | PC | 1 | 2000 | USD | 20000 | 0.1 | 30 | 2023-08-25 | EXW | 45128 | RENANP |  | FOXCONN |  |  |  |  | Waiting Acknowledgment | WA
FBRLAL60001038 | 4800019318 | 90 |  | M0081 | EPE COMPONENTS, ELECTRONIC PARTS | 275A | W001 | FBRLAL60001038 | CAP CER 1UF 10V X5R 0402 | 6 | 8532.24.10 | 2800 | PC | 1 | 600 | USD | 20000 | 0.03 | 84 | 2023-08-25 | EXW | 45128 | RENANP |  | FOXCONN |  |  |  |  | Waiting Acknowledgment | WA
FBRLAL60001008 | 4800019318 | 100 |  | M0081 | EPE COMPONENTS, ELECTRONIC PARTS | 275A | W001 | FBRLAL60001008 | CAP CER 1UF 25V X7R 0603 | 6 | 8532.24.10 | 300 | PC | 1 | 3600 | USD | 20000 | 0.18 | 54 | 2023-08-25 | EXW | 45128 | RENANP |  | FOXCONN |  |  |  |  | Waiting Acknowledgment | WA
FBRLAL60001046 | 4800019318 | 110 |  | M0081 | EPE COMPONENTS, ELECTRONIC PARTS | 275A | W001 | FBRLAL60001046 | CAP CER 0.1UF 10V X5R 0201 | 6 | 8532.24.10 | 300 | PC | 1 | 1200 | USD | 20000 | 0.06 | 18 | 2023-08-25 | EXW | 45128 | RENANP |  | FOXCONN |  |  |  |  | Waiting Acknowledgment | WA
FBRLAL60001044 | 4800019318 | 120 |  | M0081 | EPE COMPONENTS, ELECTRONIC PARTS | 275A | W001 | FBRLAL60001044 | CAP CER 0.1UF 25V X5R 0201 | 6 | 8532.24.10 | 300 | PC | 1 | 1400 | USD | 20000 | 0.07 | 21 | 2023-08-25 | EXW | 45128 | RENANP |  | FOXCONN |  |  |  |  | Waiting Acknowledgment | WA
FBRLAL60001011 | 4800019318 | 130 |  | M0081 | EPE COMPONENTS, ELECTRONIC PARTS | 275A | W001 | FBRLAL60001011 | CAP CER 10000PF 10V X7R 0201 | 6 | 8532.24.10 | 300 | PC | 1 | 1800 | USD | 20000 | 0.09 | 27 | 2023-08-25 | EXW | 45128 | RENANP |  | FOXCONN |  |  |  |  | Waiting Acknowledgment | WA
FBRLAL60001031 | 4800019318 | 140 |  | M0081 | EPE COMPONENTS, ELECTRONIC PARTS | 275A | W001 | FBRLAL60001031 | CAP CER 2.2UF 6.3V X5R 0402 | 6 | 8532.24.10 | 300 | PC | 1 | 2000 | USD | 20000 | 0.1 | 30 | 2023-08-25 | EXW | 45128 | RENANP |  | FOXCONN |  |  |  |  | Waiting Acknowledgment | WA
FBRLAL60001030 | 4800019318 | 150 |  | M0081 | EPE COMPONENTS, ELECTRONIC PARTS | 275A | W001 | FBRLAL60001030 | CAP CER 4.7UF 6.3V X5R 0402 | 6 | 8532.24.10 | 1200 | PC | 1 | 2800 | USD | 20000 | 0.14 | 168 | 2023-08-25 | EXW | 45128 | RENANP |  | FOXCONN |  |  |  |  | Waiting Acknowledgment | WA
FBRLAL60001043 | 4800019318 | 160 |  | M0081 | EPE COMPONENTS, ELECTRONIC PARTS | 275A | W001 | FBRLAL60001043 | CAP CER 1UF 35V X5R 0402 | 6 | 8532.24.10 | 300 | PC | 1 | 1800 | USD | 20000 | 0.09 | 27 | 2023-08-25 | EXW | 45128 | RENANP |  | FOXCONN |  |  |  |  | Waiting Acknowledgment | WA
FBRLAL60001029 | 4800019318 | 170 |  | M0081 | EPE COMPONENTS, ELECTRONIC PARTS | 275A | W001 | FBRLAL60001029 | CAP CER 2.2UF 35V X5R 0402 | 6 | 8532.24.10 | 300 | PC | 1 | 3400 | USD | 20000 | 0.17 | 51 | 2023-08-25 | EXW | 45128 | RENANP |  | FOXCONN |  |  |  |  | Waiting Acknowledgment | WA
FBRLAL60001028 | 4800019318 | 180 |  | M0081 | EPE COMPONENTS, ELECTRONIC PARTS | 275A | W001 | FBRLAL60001028 | CAP CER 0.1UF 50V X7R 0402 | 6 | 8532.24.10 | 300 | PC | 1 | 1400 | USD | 20000 | 0.07 | 21 | 2023-08-25 | EXW | 45128 | RENANP |  | FOXCONN |  |  |  |  | Waiting Acknowledgment | WA
FBRLAL60001010 | 4800019318 | 190 |  | M0081 | EPE COMPONENTS, ELECTRONIC PARTS | 275A | W001 | FBRLAL60001010 | CAP CER 1UF 16V X5R 0402 | 6 | 8532.24.10 | 300 | PC | 1 | 1200 | USD | 20000 | 0.06 | 18 | 2023-08-25 | EXW | 45128 | RENANP |  | FOXCONN |  |  |  |  | Waiting Acknowledgment | WA
FBRLAL60001039 | 4800019318 | 200 |  | M0081 | EPE COMPONENTS, ELECTRONIC PARTS | 275A | W001 | FBRLAL60001039 | CAP CER 22UF 16V X5R 0603 | 6 | 8532.24.10 | 2100 | PC | 1 | 5400 | USD | 20000 | 0.27 | 567 | 2023-08-25 | EXW | 45128 | RENANP |  | FOXCONN |  |  |  |  | Waiting Acknowledgment | WA
FBRLAL60001085 | 4800019318 | 210 |  | M0081 | EPE COMPONENTS, ELECTRONIC PARTS | 275A | W001 | FBRLAL60001085 | CRYSTAL 32.7680KHZ 6PF SMD | 1 | 8541.60.90.003 | 250 | PC | 1 | 25000 | USD | 20000 | 1.25 | 312.5 | 2023-08-25 | EXW | 45128 | RENANP |  | FOXCONN |  |  |  |  | Waiting Acknowledgment | WA
FBRLAL60001015 | 4800019318 | 220 |  | M0081 | EPE COMPONENTS, ELECTRONIC PARTS | 275A | W001 | FBRLAL60001015 | RES SMD 0 OHM JUMPER 1/20W 0201 | 6 | 8533.21.20 | 1500 | PC | 1 | 400 | USD | 20000 | 0.02 | 30 | 2023-08-25 | EXW | 45128 | RENANP |  | FOXCONN |  |  |  |  | Waiting Acknowledgment | WA
FBRLAL60001069 | 4800019318 | 230 |  | M0081 | EPE COMPONENTS, ELECTRONIC PARTS | 275A | W001 | FBRLAL60001069 | RES SMD 10K OHM 1% 1/16W 0402 | 6 | 8533.21.20 | 2100 | PC | 1 | 200 | USD | 20000 | 0.01 | 21 | 2023-08-25 | EXW | 45128 | RENANP |  | FOXCONN |  |  |  |  | Waiting Acknowledgment | WA
FBRLAL60001067 | 4800019318 | 240 |  | M0081 | EPE COMPONENTS, ELECTRONIC PARTS | 275A | W001 | FBRLAL60001067 | RES SMD 4.7K OHM 1% 1/5W 0402 | 6 | 8533.21.20 | 500 | PC | 1 | 1200 | USD | 20000 | 0.06 | 30 | 2023-08-25 | EXW | 45128 | RENANP |  | FOXCONN |  |  |  |  | Waiting Acknowledgment | WA
FBRLAL60001052 | 4800019318 | 250 |  | M0081 | EPE COMPONENTS, ELECTRONIC PARTS | 275A | W001 | FBRLAL60001052 | FIXED IND 2.2UH 1.8A 116MOHM SMD | 6 | 8504.50.00.002 | 680 | PC | 1 | 5800 | USD | 20000 | 0.29 | 197.2 | 2023-08-25 | EXW | 45128 | RENANP |  | FOXCONN |  |  |  |  | Waiting Acknowledgment | WA
FBRLAL60001051 | 4800019318 | 260 |  | M0081 | EPE COMPONENTS, ELECTRONIC PARTS | 275A | W001 | FBRLAL60001051 | CONN RCP USB3.1 TYPEC 24P SMD RA | 1 | 8536.90.40 | 130 | PC | 1 | 62200 | USD | 20000 | 3.11 | 404.3 | 2023-08-25 | EXW | 45128 | RENANP |  | FOXCONN |  |  |  |  | Waiting Acknowledgment | WA
FBRLAL60001064 | 4800019318 | 270 |  | M0081 | EPE COMPONENTS, ELECTRONIC PARTS | 275A | W001 | FBRLAL60001064 | RES SMD 0 OHM JUMPER 1/20W 0201 | 6 | 8533.21.20 | 5400 | PC | 1 | 200 | USD | 20000 | 0.01 | 54 | 2023-08-25 | EXW | 45128 | RENANP |  | FOXCONN |  |  |  |  | Waiting Acknowledgment | WA
FBRLAL60001066 | 4800019318 | 280 |  | M0081 | EPE COMPONENTS, ELECTRONIC PARTS | 275A | W001 | FBRLAL60001066 | RES SMD 10 OHM 1% 1/20W 0201 | 6 | 8533.21.20 | 500 | PC | 1 | 800 | USD | 20000 | 0.04 | 20 | 2023-08-25 | EXW | 45128 | RENANP |  | FOXCONN |  |  |  |  | Waiting Acknowledgment | WA
FBRLAL60001058 | 4800019318 | 290 |  | M0081 | EPE COMPONENTS, ELECTRONIC PARTS | 275A | W001 | FBRLAL60001058 | RES SMD 27 OHM 1% 1/20W 0201 | 6 | 8533.21.20 | 600 | PC | 1 | 800 | USD | 20000 | 0.04 | 24 | 2023-08-25 | EXW | 45128 | RENANP |  | FOXCONN |  |  |  |  | Waiting Acknowledgment | WA
FBRLAL60001062 | 4800019318 | 300 |  | M0081 | EPE COMPONENTS, ELECTRONIC PARTS | 275A | W001 | FBRLAL60001062 | RES SMD 3.3K OHM 1% 1/20W 0201 | 6 | 8533.21.20 | 1200 | PC | 1 | 400 | USD | 20000 | 0.02 | 24 | 2023-08-25 | EXW | 45128 | RENANP |  | FOXCONN |  |  |  |  | Waiting Acknowledgment | WA
FBRLAL60001059 | 4800019318 | 310 |  | M0081 | EPE COMPONENTS, ELECTRONIC PARTS | 275A | W001 | FBRLAL60001059 | RES SMD 4.7K OHM 1% 1/20W 0201 | 6 | 8533.21.20 | 1000 | PC | 1 | 600 | USD | 20000 | 0.03 | 30 | 2023-08-25 | EXW | 45128 | RENANP |  | FOXCONN |  |  |  |  | Waiting Acknowledgment | WA
FBRLAL60001057 | 4800019318 | 320 |  | M0081 | EPE COMPONENTS, ELECTRONIC PARTS | 275A | W001 | FBRLAL60001057 | RES SMD 5.1K OHM 1% 1/20W 0201 | 6 | 8533.21.20 | 600 | PC | 1 | 800 | USD | 20000 | 0.04 | 24 | 2023-08-25 | EXW | 45128 | RENANP |  | FOXCONN |  |  |  |  | Waiting Acknowledgment | WA
FBRLAL60001063 | 4800019318 | 330 |  | M0081 | EPE COMPONENTS, ELECTRONIC PARTS | 275A | W001 | FBRLAL60001063 | RES SMD 10K OHM 5% 1/20W 0201 | 6 | 8533.21.20 | 1000 | PC | 1 | 400 | USD | 20000 | 0.02 | 20 | 2023-08-25 | EXW | 45128 | RENANP |  | FOXCONN |  |  |  |  | Waiting Acknowledgment | WA
FBRLAL60001016 | 4800019318 | 340 |  | M0081 | EPE COMPONENTS, ELECTRONIC PARTS | 275A | W001 | FBRLAL60001016 | RES SMD 0 OHM JUMPER 1/10W 0402 | 6 | 8533.21.20 | 3000 | PC | 1 | 400 | USD | 20000 | 0.02 | 60 | 2023-08-25 | EXW | 45128 | RENANP |  | FOXCONN |  |  |  |  | Waiting Acknowledgment | WA
FBRLAL60001060 | 4800019318 | 350 |  | M0081 | EPE COMPONENTS, ELECTRONIC PARTS | 275A | W001 | FBRLAL60001060 | RES SMD 10K OHM 5% 1/10W 0402 | 6 | 8533.21.20 | 500 | PC | 1 | 800 | USD | 20000 | 0.04 | 20 | 2023-08-25 | EXW | 45128 | RENANP |  | FOXCONN |  |  |  |  | Waiting Acknowledgment | WA
FBRLAL60001068 | 4800019318 | 360 |  | M0081 | EPE COMPONENTS, ELECTRONIC PARTS | 275A | W001 | FBRLAL60001068 | RES SMD 22 OHM 5% 1/10W 0402 | 6 | 8533.21.20 | 500 | PC | 1 | 7600 | USD | 20000 | 0.38 | 190 | 2023-08-25 | EXW | 45128 | RENANP |  | FOXCONN |  |  |  |  | Waiting Acknowledgment | WA
FBRLAL60001061 | 4800019318 | 370 |  | M0081 | EPE COMPONENTS, ELECTRONIC PARTS | 275A | W001 | FBRLAL60001061 | RES 0.01 OHM 1% 1/5W 0402 | 6 | 8533.21.20 | 300 | PC | 1 | 3400 | USD | 20000 | 0.17 | 51 | 2023-08-25 | EXW | 45128 | RENANP |  | FOXCONN |  |  |  |  | Waiting Acknowledgment | WA
FBRLAL60001017 | 4800019318 | 380 |  | M0081 | EPE COMPONENTS, ELECTRONIC PARTS | 275A | W001 | FBRLAL60001017 | RES SMD 10K OHM 1% 1/10W 0402 | 6 | 8533.21.20 | 600 | PC | 1 | 800 | USD | 20000 | 0.04 | 24 | 2023-08-25 | EXW | 45128 | RENANP |  | FOXCONN |  |  |  |  | Waiting Acknowledgment | WA
FBRLAL60001018 | 4800019318 | 390 |  | M0081 | EPE COMPONENTS, ELECTRONIC PARTS | 275A | W001 | FBRLAL60001018 | RES SMD 100K OHM 1% 1/10W 0402 | 6 | 8533.21.20 | 500 | PC | 1 | 800 | USD | 20000 | 0.04 | 20 | 2023-08-25 | EXW | 45128 | RENANP |  | FOXCONN |  |  |  |  | Waiting Acknowledgment | WA
FBRLAL60001065 | 4800019318 | 400 |  | M0081 | EPE COMPONENTS, ELECTRONIC PARTS | 275A | W001 | FBRLAL60001065 | RES SMD 1M OHM 1% 1/10W 0402 | 6 | 8533.21.20 | 500 | PC | 1 | 600 | USD | 20000 | 0.03 | 15 | 2023-08-25 | EXW | 45128 | RENANP |  | FOXCONN |  |  |  |  | Waiting Acknowledgment | WA
FBRLAL60001074 | 4800019318 | 410 |  | M0081 | EPE COMPONENTS, ELECTRONIC PARTS | 275A | W001 | FBRLAL60001074 | SWITCH TACTILE SPST-NO 0.02A 15V | 1 | 8536.50.90.006 | 150 | PC | 1 | 24200 | USD | 20000 | 1.21 | 181.5 | 2023-08-25 | EXW | 45128 | RENANP |  | FOXCONN |  |  |  |  | Waiting Acknowledgment | WA
FBRLAL60001084 | 4800019318 | 420 |  | M0081 | EPE COMPONENTS, ELECTRONIC PARTS | 275A | W001 | FBRLAL60001084 | CRYSTAL 32.0000MHZ 12PF SMD | 1 | 8541.60.10.001 | 250 | PC | 1 | 29200 | USD | 20000 | 1.46 | 365 | 2023-08-25 | EXW | 45128 | RENANP |  | FOXCONN |  |  |  |  | Waiting Acknowledgment | WA
FBRLAL60001050 | 4800019318 | 430 |  | M0081 | EPE COMPONENTS, ELECTRONIC PARTS | 275A | W001 | FBRLAL60001050 | CONN FPC BOTTOM 25POS 0.3MM R/A | 1 | 8536.90.40 | 140 | PC | 1 | 42000 | USD | 20000 | 2.1 | 294 | 2023-08-25 | EXW | 45128 | RENANP |  | FOXCONN |  |  |  |  | Waiting Acknowledgment | WA
FBRLAL60001032 | 4800019318 | 440 |  | M0081 | EPE COMPONENTS, ELECTRONIC PARTS | 275A | W001 | FBRLAL60001032 | CAP CER 16PF 50V C0G/NP0 0201 | 6 | 8532.24.10 | 600 | PC | 1 | 400 | USD | 20000 | 0.02 | 12 | 2023-08-25 | EXW | 45128 | RENANP |  | FOXCONN |  |  |  |  | Waiting Acknowledgment | WA
FBRLAL60001035 | 4800019318 | 450 |  | M0081 | EPE COMPONENTS, ELECTRONIC PARTS | 275A | W001 | FBRLAL60001035 | CAP CER 0.1UF 16V X7S 0201 | 6 | 8532.24.10 | 2500 | PC | 1 | 200 | USD | 20000 | 0.01 | 25 | 2023-08-25 | EXW | 45128 | RENANP |  | FOXCONN |  |  |  |  | Waiting Acknowledgment | WA
FBRLAL60001040 | 4800019318 | 460 |  | M0081 | EPE COMPONENTS, ELECTRONIC PARTS | 275A | W001 | FBRLAL60001040 | CAP CER 1UF 10V X6S 0201 | 6 | 8532.24.10 | 1000 | PC | 1 | 2600 | USD | 20000 | 0.13 | 130 | 2023-08-25 | EXW | 45128 | RENANP |  | FOXCONN |  |  |  |  | Waiting Acknowledgment | WA
FBRLAL60001024 | 4800019318 | 470 |  | M0081 | EPE COMPONENTS, ELECTRONIC PARTS | 275A | W001 | FBRLAL60001024 | CAP CER 0.1UF 25V X6S 0201 | 6 | 8532.24.10 | 300 | PC | 1 | 1200 | USD | 20000 | 0.06 | 18 | 2023-08-25 | EXW | 45128 | RENANP |  | FOXCONN |  |  |  |  | Waiting Acknowledgment | WA
FBRLAL60001009 | 4800019318 | 480 |  | M0081 | EPE COMPONENTS, ELECTRONIC PARTS | 275A | W001 | FBRLAL60001009 | CAP CER 0.1UF 10V X5R 0201 | 6 | 8532.24.10 | 300 | PC | 1 | 800 | USD | 20000 | 0.04 | 12 | 2023-08-25 | EXW | 45128 | RENANP |  | FOXCONN |  |  |  |  | Waiting Acknowledgment | WA
FBRLAL60001034 | 4800019318 | 490 |  | M0081 | EPE COMPONENTS, ELECTRONIC PARTS | 275A | W001 | FBRLAL60001034 | CAP CER MLCC | 6 | 8532.24.10 | 1000 | PC | 1 | 2400 | USD | 20000 | 0.12 | 120 | 2023-08-25 | EXW | 45128 | RENANP |  | FOXCONN |  |  |  |  | Waiting Acknowledgment | WA
FBRLAL60001042 | 4800019318 | 500 |  | M0081 | EPE COMPONENTS, ELECTRONIC PARTS | 275A | W001 | FBRLAL60001042 | CAP CER 0.1UF 16V X5R 0201 | 6 | 8532.24.10 | 1500 | PC | 1 | 400 | USD | 20000 | 0.02 | 30 | 2023-08-25 | EXW | 45128 | RENANP |  | FOXCONN |  |  |  |  | Waiting Acknowledgment | WA
FBRLAL60001037 | 4800019318 | 510 |  | M0081 | EPE COMPONENTS, ELECTRONIC PARTS | 275A | W001 | FBRLAL60001037 | CAP CER 4700PF 25V X5R 0201 | 6 | 8532.24.10 | 300 | PC | 1 | 800 | USD | 20000 | 0.04 | 12 | 2023-08-25 | EXW | 45128 | RENANP |  | FOXCONN |  |  |  |  | Waiting Acknowledgment | WA
FBRLAL60001041 | 4800019318 | 520 |  | M0081 | EPE COMPONENTS, ELECTRONIC PARTS | 275A | W001 | FBRLAL60001041 | CAP CER 4700PF 10V X7R 0201 | 6 | 8532.24.10 | 300 | PC | 1 | 800 | USD | 20000 | 0.04 | 12 | 2023-08-25 | EXW | 45128 | RENANP |  | FOXCONN |  |  |  |  | Waiting Acknowledgment | WA
FBRLAL60001007 | 4800019318 | 530 |  | M0081 | EPE COMPONENTS, ELECTRONIC PARTS | 275A | W001 | FBRLAL60001007 | CAP CER 10UF 10V X5R 0402 | 6 | 8532.24.10 | 1000 | PC | 1 | 800 | USD | 20000 | 0.04 | 40 | 2023-08-25 | EXW | 45128 | RENANP |  | FOXCONN |  |  |  |  | Waiting Acknowledgment | WA
FBRLAL60001005 | 4800019318 | 540 |  | M0081 | EPE COMPONENTS, ELECTRONIC PARTS | 275A | W001 | FBRLAL60001005 | CAP CER 10UF 25V X5R 0603 | 6 | 8532.24.10 | 3250 | PC | 1 | 1800 | USD | 20000 | 0.09 | 292.5 | 2023-08-25 | EXW | 45128 | RENANP |  | FOXCONN |  |  |  |  | Waiting Acknowledgment | WA
FBRLAL60001006 | 4800019318 | 550 |  | M0081 | EPE COMPONENTS, ELECTRONIC PARTS | 275A | W001 | FBRLAL60001006 | CAP CER 0.1UF 100V X7R 0603 | 6 | 8532.24.10 | 1000 | PC | 1 | 1200 | USD | 20000 | 0.06 | 60 | 2023-08-25 | EXW | 45128 | RENANP |  | FOXCONN |  |  |  |  | Waiting Acknowledgment | WA
FBRLAL60001036 | 4800019318 | 560 |  | M0081 | EPE COMPONENTS, ELECTRONIC PARTS | 275A | W001 | FBRLAL60001036 | CAP CER 47UF 10V X5R 0805 | 6 | 8532.24.10 | 300 | PC | 1 | 7200 | USD | 20000 | 0.36 | 108 | 2023-08-25 | EXW | 45128 | RENANP |  | FOXCONN |  |  |  |  | Waiting Acknowledgment | WA
FBRLAL60001055 | 4800019318 | 570 |  | M0081 | EPE COMPONENTS, ELECTRONIC PARTS | 275A | W001 | FBRLAL60001055 | FERRITE BEAD 2 KOHM 1206 1LN | 6 | 8504.50.00.002 | 300 | PC | 1 | 3600 | USD | 20000 | 0.18 | 54 | 2023-08-25 | EXW | 45128 | RENANP |  | FOXCONN |  |  |  |  | Waiting Acknowledgment | WA
FBRLAL60001045 | 4800019318 | 580 |  | M0081 | EPE COMPONENTS, ELECTRONIC PARTS | 275A | W001 | FBRLAL60001045 | CAP CER 10000PF 25V X5R 0402 | 6 | 8532.24.10 | 300 | PC | 1 | 4800 | USD | 20000 | 0.24 | 72 | 2023-08-25 | EXW | 45128 | RENANP |  | FOXCONN |  |  |  |  | Waiting Acknowledgment | WA
FBRLAL60001021 | 4800019318 | 590 |  | M0081 | EPE COMPONENTS, ELECTRONIC PARTS | 275A | W001 | FBRLAL60001021 | ACCEL 2-16G I2C/SPI 12LGA | 6 | 8542.39.39 | 130 | PC | 1 | 31800 | USD | 20000 | 1.59 | 206.7 | 2023-08-25 | EXW | 45128 | RENANP |  | FOXCONN |  |  |  |  | Waiting Acknowledgment | WA
FBRLAL60001053 | 4800019318 | 600 |  | M0081 | EPE COMPONENTS, ELECTRONIC PARTS | 275A | W001 | FBRLAL60001053 | FIXED IND 2.2UH 1A 195 MOHM SMD | 6 | 8504.50.00.002 | 300 | PC | 1 | 6200 | USD | 20000 | 0.31 | 93 | 2023-08-25 | EXW | 45128 | RENANP |  | FOXCONN |  |  |  |  | Waiting Acknowledgment | WA
FBRLAL60001077 | 4800019318 | 610 |  | M0081 | EPE COMPONENTS, ELECTRONIC PARTS | 275A | W001 | FBRLAL60001077 | IC FLASH 512MBIT SPI/QUAD 8WSON | 6 | 8542.32.21 | 130 | PC | 1 | 195600 | USD | 20000 | 9.78 | 1271.4 | 2023-08-25 | EXW | 45128 | RENANP |  | FOXCONN |  |  |  |  | Waiting Acknowledgment | WA
FBRLAL60001072 | 4800019318 | 620 |  | M0081 | EPE COMPONENTS, ELECTRONIC PARTS | 275A | W001 | FBRLAL60001072 | THERMISTOR NTC 10KOHM 3380K 0201 | 6 | 8533.40.11 | 250 | PC | 1 | 5200 | USD | 20000 | 0.26 | 65 | 2023-08-25 | EXW | 45128 | RENANP |  | FOXCONN |  |  |  |  | Waiting Acknowledgment | WA
FBRLAL60001071 | 4800019318 | 630 |  | M0081 | EPE COMPONENTS, ELECTRONIC PARTS | 275A | W001 | FBRLAL60001071 | RES SMD 25K OHM 0.1% 1/20W 0402 | 6 | 8533.21.20 | 300 | PC | 1 | 22800 | USD | 20000 | 1.14 | 342 | 2023-08-25 | EXW | 45128 | RENANP |  | FOXCONN |  |  |  |  | Waiting Acknowledgment | WA
FBRLAL60001012 | 4800019318 | 640 |  | M0081 | EPE COMPONENTS, ELECTRONIC PARTS | 275A | W001 | FBRLAL60001012 | CHIP LED | 6 | 8541.41.21 | 220 | PC | 1 | 29000 | USD | 20000 | 1.45 | 319 | 2023-08-25 | EXW | 45128 | RENANP |  | FOXCONN |  |  |  |  | Waiting Acknowledgment | WA
FBRLAL60001022 | 4800019318 | 650 |  | M0081 | EPE COMPONENTS, ELECTRONIC PARTS | 275A | W001 | FBRLAL60001022 | MEMS OSC XO 32.7680KHZ LVCMOS | 1 | 8541.60.90.003 | 130 | PC | 1 | 45000 | USD | 20000 | 2.25 | 292.5 | 2023-08-25 | EXW | 45128 | RENANP |  | FOXCONN |  |  |  |  | Waiting Acknowledgment | WA
FBRLAL60001048 | 4800019318 | 660 |  | M0081 | EPE COMPONENTS, ELECTRONIC PARTS | 275A | W001 | FBRLAL60001048 | LED RGB CLEAR SMD | 6 | 8541.41.21 | 200 | PC | 1 | 17400 | USD | 20000 | 0.87 | 174 | 2023-08-25 | EXW | 45128 | RENANP |  | FOXCONN |  |  |  |  | Waiting Acknowledgment | WA
FBRLAL60001049 | 4800019318 | 670 |  | M0081 | EPE COMPONENTS, ELECTRONIC PARTS | 275A | W001 | FBRLAL60001049 | CONN FPC BOTTOM 6POS 0.4MM R/A | 1 | 8536.90.40 | 280 | PC | 1 | 23800 | USD | 20000 | 1.19 | 333.2 | 2023-08-25 | EXW | 45128 | RENANP |  | FOXCONN |  |  |  |  | Waiting Acknowledgment | WA
FBRLAL60001070 | 4800019318 | 680 |  | M0081 | EPE COMPONENTS, ELECTRONIC PARTS | 275A | W001 | FBRLAL60001070 | RES 1K OHM 0.1% 1/16W 0402 | 6 | 8533.21.20 | 1000 | PC | 1 | 8400 | USD | 20000 | 0.42 | 420 | 2023-08-25 | EXW | 45128 | RENANP |  | FOXCONN |  |  |  |  | Waiting Acknowledgment | WA
FBRLAL60001020 | 4800019318 | 690 |  | M0081 | EPE COMPONENTS, ELECTRONIC PARTS | 275A | W001 | FBRLAL60001020 | PHOTODIODE 780 TO 1050 NM | 6 | 8541.49.00 | 500 | PC | 1 | 32600 | USD | 20000 | 1.63 | 815 | 2023-08-25 | EXW | 45128 | RENANP |  | FOXCONN |  |  |  |  | Waiting Acknowledgment | WA