## MAXREFDEF104_COMPLETE (hidden)
Index | Manufacture Part Number | Manufacturer Name | Description | Assembly qty | Quantity per | Purchase Qt. | Unit Price | Total Price | MOQ | Lead time | Shipment Origin | Incoterms | Payment terms | Datasheet
1 | GRM033C81E104KE14D | Murata Electronics | CAP CER 0.1UF 25V X6S 0201 | 50 | 1 | 50 | 0 | 0 | [5 empty] | https://search.murata.co.jp/Ceramy/image/img/A01X/G101/ENG/GRM033C81E104KE14-01.pdf
2 | MAX30208CLB+ | Analog Devices Inc./Maxim Integrated | IC TEMP SENSOR | 50 | 1 | 50 | 0 | 0 | [5 empty] | https://www.analog.com/media/en/technical-documentation/data-sheets/MAX30208.pdf
3 | MAX30208_HSP3_DEMO_B | Analog Devices Inc./Maxim Integrated | PCB:MAX30208_HSP3_DEMO_B | 50 | 1 | 50 | 0 | 0
4 | GRM188R61E106MA73J | Murata Electronics | CAP CER 10UF 25V X5R 0603 | 50 | 5 | 250 | 0 | 0 | [5 empty] | https://search.murata.co.jp/Ceramy/image/img/A01X/G101/ENG/GRM188R61E106MA73-01.pdf
5 | GRM188R72A104KA35J | Murata Electronics | CAP CER 0.1UF 100V X7R 0603 | 50 | 3 | 150 | 0 | 0 | [5 empty] | https://search.murata.co.jp/Ceramy/image/img/A01X/G101/ENG/GRM188R72A104KA35-01.pdf
6 | GRM155R61A106ME11J | Murata Electronics | CAP CER 10UF 10V X5R 0402 | 50 | 3 | 150 | 0 | 0 | [5 empty] | https://search.murata.co.jp/Ceramy/image/img/A01X/G101/ENG/GRM155R61A106ME11-01A.pdf
7 | C0603C105K3RAC7867 | KEMET | CAP CER 1UF 25V X7R 0603 | 50 | 1 | 50 | 0 | 0 | [5 empty] | https://connect.kemet.com:7667/gateway/IntelliData-ComponentDocumentation/1.0/download/datasheet/C0603C105K3RACTU
8 | GRM033R61A104KE15J | Murata Electronics | CAP CER 0.1UF 10V X5R 0201 | 50 | 1 | 50 | 0 | 0 | [5 empty] | https://search.murata.co.jp/Ceramy/image/img/A01X/G101/ENG/GRM033R61A104KE15-01A.pdf
9 | CL05A105KO5NNNC | Samsung Electro-Mechanics | CAP CER 1UF 16V X5R 0402 | 50 | 1 | 50 | 0 | 0 | [5 empty] | https://media.digikey.com/pdf/Data%20Sheets/Samsung%20PDFs/CL05A105KO5NNNC_Spec_5-2-19.pdf
10 | C0603X7R1A103K030BA | TDK Corporation | CAP CER 10000PF 10V X7R 0201 | 50 | 1 | 50 | 0 | 0 | [5 empty] | https://product.tdk.com/system/files/dam/doc/product/capacitor/ceramic/mlcc/catalog/mlcc_commercial_general_en.pdf
11 | SFH 7016 | ams-OSRAM USA INC. | CHIP LED | 50 | 1 | 50 | 0 | 0 | [5 empty] | https://dammedia.osram.info/media/resource/hires/osram-dam-16417795/SFH%207016_EN.pdf
12 | 1981061-1 | TE Connectivity AMP Connectors | CONN SPRING BATTERY 3POS R/A SMD | 50 | 1 | 50 | 0 | 0 | [5 empty] | https://www.te.com/usa-en/product-1981061-1.datasheet.pdf
13 | 10061122-251120HLF | Amphenol ICC (FCI) | CONN FPC BOTTOM 25POS 0.3MM R/A | 50 | 1 | 50 | 0 | 0 | [5 empty] | https://www.amphenol-cs.com/media/wysiwyg/files/drawing/10061122.pdf
14 | CRCW02010000Z0ED | Vishay Dale | RES SMD 0 OHM JUMPER 1/20W 0201 | 50 | 5 | 250 | 0 | 0 | [5 empty] | https://www.vishay.com/docs/20052/crcw0201e3.pdf
15 | ERJ-2GE0R00X | Panasonic Electronic Components | RES SMD 0 OHM JUMPER 1/10W 0402 | 50 | 5 | 250 | 0 | 0 | [5 empty] | https://industrial.panasonic.com/ww/products/pt/general-purpose-chip-resistors/models/ERJ2GE0R00X
16 | ERJ-2RKF1002X | Panasonic Electronic Components | RES SMD 10K OHM 1% 1/10W 0402 | 50 | 2 | 100 | 0 | 0 | [5 empty] | https://industrial.panasonic.com/cdbs/www-data/pdf/RDA0000/AOA0000C304.pdf
17 | ERJ-2RKF1003X | Panasonic Electronic Components | RES SMD 100K OHM 1% 1/10W 0402 | 50 | 1 | 50 | 0 | 0 | [5 empty] | https://industrial.panasonic.com/cdbs/www-data/pdf/RDA0000/AOA0000C304.pdf
18 | MAX86176ENX+T | Analog Devices Inc./Maxim Integrated | PPG + ECG COMBO AFE | 50 | 1 | 50 | 0 | 0 | [5 empty] | https://br.mouser.com/ProductDetail/Analog-Devices-Maxim-Integrated/MAX86176ENX%2bT?qs=81r%252BiQLm7BSTr%2FxxCB0Bvg%3D%3D
19 | VEMD8080 | Vishay Semiconductor Opto Division | PHOTODIODE 780 TO 1050 NM | 50 | 3 | 150 | 0 | 0 | [5 empty] | https://www.vishay.com/docs/84565/vemd8080.pdf
20 | LIS2DS12TR | STMicroelectronics | ACCEL 2-16G I2C/SPI 12LGA | 50 | 1 | 50 | 0 | 0 | [5 empty] | https://www.st.com/content/ccc/resource/technical/document/datasheet/ce/32/55/ac/e1/87/46/84/DM00177048.pdf/files/DM00177048.pdf/jcr:content/translations/en.DM00177048.pdf
21 | SIT1572AI-J3-18E-DCC-32.768E | SiTime | MEMS OSC XO 32.7680KHZ LVCMOS | 50 | 1 | 50 | 0 | 0 | [5 empty] | https://www.sitime.com/datasheet/SiT1572
22 | 2450AT18D0100001E | Johanson Technology Inc. | RF ANT 2.4GHZ CHIP SOLDER SMD | 50 | 1 | 50 | 0 | 0 | [5 empty] | https://www.johansontechnology.com/datasheets/2450AT18D0100/2450AT18D0100.pdf
23 | C1005X7R1H104K050BB | TDK Corporation | CAP CER 0.1UF 50V X7R 0402 | 50 | 1 | 50 | 0 | 0 | [5 empty] | https://product.tdk.com/system/files/dam/doc/product/capacitor/ceramic/mlcc/catalog/mlcc_commercial_general_en.pdf
24 | C1005X5R1V225K050BC | TDK Corporation | CAP CER 2.2UF 35V X5R 0402 | 50 | 1 | 50 | 0 | 0 | [5 empty] | https://product.tdk.com/system/files/dam/doc/product/capacitor/ceramic/mlcc/catalog/mlcc_commercial_general_en.pdf
25 | C1005X5R0J475K050BC | TDK Corporation | CAP CER 4.7UF 6.3V X5R 0402 | 50 | 4 | 200 | 0 | 0 | [5 empty] | https://product.tdk.com/system/files/dam/doc/product/capacitor/ceramic/mlcc/catalog/mlcc_commercial_general_en.pdf
26 | C1005X5R0J225K050BC | TDK Corporation | CAP CER 2.2UF 6.3V X5R 0402 | 50 | 1 | 50 | 0 | 0 | [5 empty] | https://product.tdk.com/system/files/dam/doc/product/capacitor/ceramic/mlcc/catalog/mlcc_commercial_general_en.pdf
27 | GRM0335C1H160JA01D | Murata Electronics | CAP CER 16PF 50V C0G/NP0 0201 | 50 | 2 | 100 | 0 | 0 | [5 empty] | https://search.murata.co.jp/Ceramy/image/img/A01X/G101/ENG/GRM0335C1H160JA01-01.pdf
28 | GRM188R61E106MA73J | Murata Electronics | CAP CER 10UF 25V X5R 0603 | 50 | 7 | 350 | 0 | 0 | [5 empty] | https://search.murata.co.jp/Ceramy/image/img/A01X/G101/ENG/GRM188R61E106MA73-01.pdf
29 | GRM033R61A105ME15J | Murata Electronics | CAP CER MLCC | 50 | 3 | 150 | 0 | 0
30 | GRM033C71C104KE14J | Murata Electronics | CAP CER 0.1UF 16V X7S 0201 | 50 | 7 | 350 | 0 | 0 | [5 empty] | https://search.murata.co.jp/Ceramy/image/img/A01X/G101/ENG/GRM033C71C104KE14-01A.pdf
31 | GRM21BR61A476ME15K | Murata Electronics | CAP CER 47UF 10V X5R 0805 | 50 | 1 | 50 | 0 | 0 | [5 empty] | https://media.digikey.com/pdf/Data%20Sheets/Murata%20PDFs/Chip_Multilayer_CC_CAT.pdf
32 | GRM033R61E472MA12D | Murata Electronics | CAP CER 4700PF 25V X5R 0201 | 50 | 1 | 50 | 0 | 0 | [5 empty] | https://search.murata.co.jp/Ceramy/image/img/A01X/G101/ENG/GRM033R61E472MA12-01.pdf
33 | C0402C105K8PAC7867 | KEMET | CAP CER 1UF 10V X5R 0402 | 50 | 14 | 700 | 0 | 0 | [5 empty] | https://connect.kemet.com:7667/gateway/IntelliData-ComponentDocumentation/1.0/download/datasheet/C0402C105K8PACTU
34 | CL10A226MO7JZNC | Samsung Electro-Mechanics | CAP CER 22UF 16V X5R 0603 | 50 | 7 | 350 | 0 | 0 | [5 empty] | https://media.digikey.com/pdf/Data%20Sheets/Samsung%20PDFs/CL10A226MO7JZNC_Spec.pdf
35 | GRM033C81A105ME05D | Murata Electronics | CAP CER 1UF 10V X6S 0201 | 50 | 3 | 150 | 0 | 0 | [5 empty] | https://search.murata.co.jp/Ceramy/image/img/A01X/G101/ENG/GRM033C81A105ME05-01.pdf
36 | GRM033R71A472KA01D | Murata Electronics | CAP CER 4700PF 10V X7R 0201 | 50 | 1 | 50 | 0 | 0 | [5 empty] | https://search.murata.co.jp/Ceramy/image/img/A01X/G101/ENG/GRM033R71A472KA01-01.pdf
37 | GRM033R61C104KE14D | Murata Electronics | CAP CER 0.1UF 16V X5R 0201 | 50 | 5 | 250 | 0 | 0 | [5 empty] | https://search.murata.co.jp/Ceramy/image/img/A01X/G101/ENG/GRM033R61C104KE14-01.pdf
38 | C1005X5R1V105K050BC | TDK Corporation | CAP CER 1UF 35V X5R 0402 | 50 | 1 | 50 | 0 | 0 | [5 empty] | https://product.tdk.com/system/files/dam/doc/product/capacitor/ceramic/mlcc/catalog/mlcc_commercial_general_en.pdf
39 | C0603X5R1E104M030BB | TDK Corporation | CAP CER 0.1UF 25V X5R 0201 | 50 | 1 | 50 | 0 | 0 | [5 empty] | https://product.tdk.com/system/files/dam/doc/product/capacitor/ceramic/mlcc/catalog/mlcc_commercial_general_en.pdf
40 | KGM05AR51E103KH | KYOCERA AVX | CAP CER 10000PF 25V X5R 0402 | 50 | 1 | 50 | 0 | 0 | [5 empty] | https://datasheets.kyocera-avx.com/cx5r.pdf
41 | C0603X5R1A104K030BC | TDK Corporation | CAP CER 0.1UF 10V X5R 0201 | 50 | 1 | 50 | 0 | 0 | [5 empty] | https://product.tdk.com/system/files/dam/doc/product/capacitor/ceramic/mlcc/catalog/mlcc_commercial_general_en.pdf
42 | APFA2507QBDSEEZGKC | Kingbright | LED RGB CLEAR 4SMD R/A | 50 | 1 | 50 | 0 | 0 | [5 empty] | https://www.KingbrightUSA.com/images/catalog/SPEC/APFA2507QBDSEEZGKC.pdf
43 | SML-LX0404SIUPGUSB | Lumex Opto/Components Inc. | LED RGB CLEAR SMD | 50 | 1 | 50 | 0 | 0 | [5 empty] | https://media.digikey.com/pdf/Data%20Sheets/Lumex%20PDFs/SML-LX0404SIUPGUSB.pdf
44 | TF13BA-6S-0.4SH(800) | Hirose Electric Co Ltd | CONN FPC BOTTOM 6POS 0.4MM R/A | 50 | 1 | 50 | 0 | 0 | [5 empty] | https://www.hirose.com/product/download/?distributor=digikey&type=specSheet&lang=en&num=TF13BA-6S-0.4SH(800)
45 | FH26W-25S-0.3SHW(60) | Hirose Electric Co Ltd | CONN FPC BOTTOM 25POS 0.3MM R/A | 50 | 1 | 50 | 0 | 0 | [5 empty] | https://www.hirose.com/product/download/?distributor=digikey&type=specSheet&lang=en&num=FH26W-25S-0.3SHW(60)
46 | DX07S024JJ3R1300 | JAE Electronics | CONN RCP USB3.1 TYPEC 24P SMD RA | 50 | 1 | 50 | 0 | 0 | [5 empty] | https://www.jae.com/direct/page/generatePDF/?file_nm=DX07S024JJ3R1300.pdf&orientation=portrait&no_cache=0&path=%2Fen%2Fconnectors%2Fseries%2Fdetail%2Fproduct%2Fid%3D66509%26v=2020031910202910099709
47 | DFE201612E-2R2M=P2 | Murata Electronics | FIXED IND 2.2UH 1.8A 116MOHM SMD | 50 | 4 | 200 | 0 | 0 | [5 empty] | https://search.murata.co.jp/Ceramy/image/img/P02/J(E)TE243A-0006.pdf
48 | MLP2012H2R2MT0S1 | TDK Corporation | FIXED IND 2.2UH 1A 195 MOHM SMD | 50 | 1 | 50 | 0 | 0 | [5 empty] | https://product.tdk.com/en/system/files?file=dam/doc/product/inductor/inductor/smd/catalog/inductor_commercial_power_mlp2012_en.pdf
49 | BLM21PG221SN1D | Murata Electronics | FERRITE BEAD 220 OHM 0805 1LN | 50 | 1 | 50 | 0 | 0 | [5 empty] | https://www.murata.com/en-us/products/en-us/products/productdata/8796738977822/ENFA0005.pdf
50 | HZ1206C202R-10 | Laird-Signal Integrity Products | FERRITE BEAD 2 KOHM 1206 1LN | 50 | 1 | 50 | 0 | 0 | [5 empty] | https://media.digikey.com/pdf/Data%20Sheets/Laird%20Technologies/Ferrite_EMI_Cable_Cores.pdf
51 | ERJ-2GE0R00X | Panasonic Electronic Components | RES SMD 0 OHM JUMPER 1/10W 0402 | 50 | 1 | 50 | 0 | 0 | [5 empty] | https://industrial.panasonic.com/ww/products/pt/general-purpose-chip-resistors/models/ERJ2GE0R00X
52 | ERJ-1GNF5101C | Panasonic Electronic Components | RES SMD 5.1K OHM 1% 1/20W 0201 | 50 | 2 | 100 | 0 | 0 | [5 empty] | https://industrial.panasonic.com/cdbs/www-data/pdf/RDA0000/AOA0000C304.pdf
53 | ERJ-1GNF27R0C | Panasonic Electronic Components | RES SMD 27 OHM 1% 1/20W 0201 | 50 | 2 | 100 | 0 | 0 | [5 empty] | https://industrial.panasonic.com/cdbs/www-data/pdf/RDA0000/AOA0000C304.pdf
54 | ERJ-1GNF4701C | Panasonic Electronic Components | RES SMD 4.7K OHM 1% 1/20W 0201 | 50 | 3 | 150 | 0 | 0 | [5 empty] | https://industrial.panasonic.com/cdbs/www-data/pdf/RDA0000/AOA0000C304.pdf
55 | ERJ-2GEJ103X | Panasonic Electronic Components | RES SMD 10K OHM 5% 1/10W 0402 | 50 | 1 | 50 | 0 | 0 | [5 empty] | https://api.pim.na.industrial.panasonic.com/file_stream/main/fileversion/1242
56 | ERJ-2LWFR010X | Panasonic Electronic Components | RES 0.01 OHM 1% 1/5W 0402 | 50 | 1 | 50 | 0 | 0 | [5 empty] | https://industrial.panasonic.com/cdbs/www-data/pdf/RDN0000/AOA0000C313.pdf
57 | ERJ-1GNF3301C | Panasonic Electronic Components | RES SMD 3.3K OHM 1% 1/20W 0201 | 50 | 4 | 200 | 0 | 0 | [5 empty] | https://industrial.panasonic.com/cdbs/www-data/pdf/RDA0000/AOA0000C304.pdf
58 | ERJ-1GNJ103C | Panasonic Electronic Components | RES SMD 10K OHM 5% 1/20W 0201 | 50 | 3 | 150 | 0 | 0 | [5 empty] | https://api.pim.na.industrial.panasonic.com/file_stream/main/fileversion/1242
59 | ERJ-1GN0R00C | Panasonic Electronic Components | RES SMD 0 OHM JUMPER 1/20W 0201 | 50 | 27 | 1350 | 0 | 0 | [5 empty] | https://industrial.panasonic.com/ww/products/pt/general-purpose-chip-resistors/models/ERJ1GN0R00C
60 | ERJ-2RKF1004X | Panasonic Electronic Components | RES SMD 1M OHM 1% 1/10W 0402 | 50 | 1 | 50 | 0 | 0 | [5 empty] | https://industrial.panasonic.com/cdbs/www-data/pdf/RDA0000/AOA0000C304.pdf
61 | ERJ-1GNF10R0C | Panasonic Electronic Components | RES SMD 10 OHM 1% 1/20W 0201 | 50 | 1 | 50 | 0 | 0 | [5 empty] | https://industrial.panasonic.com/cdbs/www-data/pdf/RDA0000/AOA0000C304.pdf
62 | CRCW04024K70FKEDHP | Vishay Dale | RES SMD 4.7K OHM 1% 1/5W 0402 | 50 | 1 | 50 | 0 | 0 | [5 empty] | https://www.vishay.com/docs/20043/crcwhpe3.pdf
63 | ERJ-2GEJ220X | Panasonic Electronic Components | RES SMD 22 OHM 5% 1/10W 0402 | 50 | 1 | 50 | 0 | 0 | [5 empty] | https://api.pim.na.industrial.panasonic.com/file_stream/main/fileversion/1242
64 | CRCW040210K0FKEE | Vishay Dale | RES SMD 10K OHM 1% 1/16W 0402 | 50 | 7 | 350 | 0 | 0 | [5 empty] | https://www.vishay.com/docs/20035/dcrcwe3.pdf
65 | TNPW04021K00BETD | Vishay Dale | RES 1K OHM 0.1% 1/16W 0402 | 50 | 3 | 150 | 0 | 0 | [5 empty] | https://www.vishay.com/docs/31006/tnpw.pdf
66 | PNM0402E2502BST1 | Vishay Dale Thin Film | RES SMD 25K OHM 0.1% 1/20W 0402 | 50 | 1 | 50 | 0 | 0 | [5 empty] | https://www.vishay.com/docs/60057/pnm.pdf
67 | NCP03XH103J05RL | Murata Electronics | THERMISTOR NTC 10KOHM 3380K 0201 | 50 | 1 | 50 | 0 | 0 | [5 empty] | https://media.digikey.com/pdf/Data Sheets/Murata PDFs/NCP03 Spec.pdf
68 | 434153017835 | Würth Elektronik | SWITCH TACTILE SPST-NO 0.05A 12V | 50 | 1 | 50 | 0 | 0 | [5 empty] | https://www.we-online.com/katalog/datasheet/434153017835.pdf
69 | EVP-AA102K | Panasonic Electronic Components | SWITCH TACTILE SPST-NO 0.02A 15V | 50 | 1 | 50 | 0 | 0 | [5 empty] | https://www3.panasonic.biz/ac/cdn/e/control/switch/light-touch/catalog/sw_lt_eng_3529s.pdf
70 | MAX20360FEWZ+T | Analog Devices Inc./Maxim Integrated | EVKIT PART- IC; PMIC WITH ULTRA-LOW IQ REGULATOR | 50 | 1 | 50 | 0 | 0 | [5 empty] | https://br.mouser.com/ProductDetail/Analog-Devices-Maxim-Integrated/MAX20360FEWZ%2bT?qs=doiCPypUmgE5qUte5drm%2FA%3D%3D
71 | MAX32670GTL+ | Analog Devices Inc./Maxim Integrated | IC MCU 32BIT 384KB FLASH 40TQFN | 50 | 1 | 50 | 0 | 0 | [5 empty] | https://datasheets.maximintegrated.com/en/ds/MAX32670.pdf
72 | MX25U51245GZ4I54 | Macronix | IC FLASH 512MBIT SPI/QUAD 8WSON | 50 | 1 | 50 | 0 | 0 | [5 empty] | https://www.macronix.com/Lists/Datasheet/Attachments/8410/MX25U51245G,%201.8V,%20512Mb,%20v1.2.pdf
73 | MAX32666GXMBT+ | Analog Devices Inc./Maxim Integrated | IC MCU 32BIT 1MB FLASH 121CTBGA | 50 | 1 | 50 | 0 | 0 | [5 empty] | https://www.analog.com/media/en/technical-documentation/data-sheets/max32665-max32666.pdf
74 | MAX9062EBS+TG45 | Analog Devices Inc./Maxim Integrated | IC COMPARATOR 1 W/VOLT REF 4UCSP | 50 | 2 | 100 | 0 | 0 | [5 empty] | https://www.analog.com/media/en/technical-documentation/data-sheets/max9060-max9064.pdf
75 | MAX3207EAUT+T | Analog Devices Inc./Maxim Integrated | TVS DIODE SOT23-6 | 50 | 1 | 50 | 0 | 0 | [5 empty] | https://www.analog.com/media/en/technical-documentation/data-sheets/MAX3205E-MAX3208E.pdf
76 | MAX4737EBE+T | Analog Devices Inc./Maxim Integrated | IC SW SPST-NOX4 4.5OHM 16UCSP | 50 | 2 | 100 | 0 | 0 | [5 empty] | https://www.analog.com/media/en/technical-documentation/data-sheets/MAX4737-MAX4739.pdf
77 | MAX14689EWL+T | Analog Devices Inc./Maxim Integrated | IC SWITCH DPDT X 1 450MOHM 9WLP | 50 | 1 | 50 | 0 | 0 | [5 empty] | https://www.analog.com/media/en/technical-documentation/data-sheets/MAX14689.pdf
78 | ABS07-32.768KHZ-6-T | Abracon LLC | CRYSTAL 32.7680KHZ 6PF SMD | 50 | 1 | 50 | 0 | 0 | [5 empty] | https://abracon.com/Resonators/ABS07.pdf
79 | FA-20H 32.0000MF12Y-W3 | EPSON | CRYSTAL 32.0000MHZ 12PF SMD | 50 | 1 | 50 | 0 | 0 | [5 empty] | https://support.epson.biz/td/api/doc_check.php?dl=brief_FA-20H&lang=en
80 | CM1610H32768DZBT | Citizen Finedevice Co Ltd | CRYSTAL 32.7680KHZ 6PF SMD | 50 | 1 | 50 | 0 | 0 | [5 empty] | http://cfd.citizen.co.jp/cms/cfd/pdf/english/CM1610H_E.pdf
81 | 63048 | EX-POWER | Battery pack 800mAh 04x30x42 | 50 | 1 | 50 | 0 | 0 | [5 empty] | http://www.valvolandia.com.br/baterias/li-po/3-7v-800mah-li-po/bateria-3-7v-800mah-li-on-recarregavel-6x30x48mm-com-conector
82 | 150150225 | Molex | Host board to sensor board flex cable | 50 | 1 | 50 | 0 | 0 | [5 empty] | https://www.digikey.com.br/en/products/detail/molex/0150150225/3467249
0
[7 empty] | FOB | 0
[7 empty] | est. USD CIF | 0
[7 empty] | est. Unit BRL | 0

## EPE quotation 220 units
| resume | PN Qty | Total Price | Excess | [5 empty] | Supplier Data Base
|  | 645402.882 | 270482.882 | 0
Coments | Pur Qty w/ Attrition | MOQ | Qty w/ supplier's MOQ | Unit Price | Total Price | % relation Total Price | Excess QTY | Excess Cost | Index | Manufacture Part Number | Manufacturer Name | Description | PROPOSED ALTERNATIVE | Assembly qty | Quantity per | Purchase Qt. | Unit Price | Total Price | SPQ | Lead time @ 1/7/23 | STD LT | Shipment Origin | Incoterms | Payment terms
- | 2500 | 1 | 2500 | 0.0765 | 191.25 | 0.07071% | 0 | 0 | 1 | GRM033C81E104KE14D | Murata Electronics | CAP CER 0.1UF 25V X6S 0201 |  | 220 | 1 | 220 | 0.0765 | 16.83 | 15000 | 7 Days | 98 | USA | FCA MIA | NET 30
- | 2080 | 1 | 2080 | 5.32 | 11065.6 | 4.091% | 0 | 0 | 2 | MAX30208CLB+ | Analog Devices Inc./Maxim Integrated | IC TEMP SENSOR | MAX30208CLB+T | 220 | 1 | 220 | 5.32 | 1170.4 | 2500 | 7 Days | 378 | USA | FCA MIA | NET 30
Didn't find the Item | 2020 | 1 | 2020 | 0 | 0 | 0% | 0 | 0 | 3 | MAX30208_HSP3_DEMO_B | Analog Devices Inc./Maxim Integrated | PCB:MAX30208_HSP3_DEMO_B | UNABLE TO IDENTIFY | 220 | 1 |  |  | $-
- | 11000 | 1 | 11000 | 0.0969 | 1065.9 | 0.3941% | 0 | 0 | 4 | GRM188R61E106MA73J | Murata Electronics | CAP CER 10UF 25V X5R 0603 |  | 220 | 5 | 1100 | 0.0969 | 106.59 | 10000 | 7 Days | 70 | USA | FCA MIA | NET 30
- | 6600 | 1 | 6600 | 0.0867 | 572.22 | 0.2116% | 0 | 0 | 5 | GRM188R72A104KA35J | Murata Electronics | CAP CER 0.1UF 100V X7R 0603 |  | 220 | 3 | 660 | 0.0867 | 57.22 | 10000 | 7 Days | 98 | USA | FCA MIA | NET 30
- | 6600 | 1 | 6600 | 0.0697 | 460.02 | 0.1701% | 0 | 0 | 6 | GRM155R61A106ME11J | Murata Electronics | CAP CER 10UF 10V X5R 0402 | GRM155R61A106ME11D | 220 | 3 | 660 | 0.0697 | 46 | 40000 | 7 Days | 84 | USA | FCA MIA | NET 30
- | 2200 | 1 | 2200 | 0.2142 | 471.24 | 0.1742% | 0 | 0 | 7 | C0603C105K3RAC7867 | KEMET | CAP CER 1UF 25V X7R 0603 | C0603C105K3RACTU | 220 | 1 | 220 | 0.2142 | 47.12 | 15000 | 7 Days | 273 | USA | FCA MIA | NET 30
- | 2200 | 1 | 2200 | 0.0612 | 134.64 | 0.04978% | 0 | 0 | 8 | GRM033R61A104KE15J | Murata Electronics | CAP CER 0.1UF 10V X5R 0201 |  | 220 | 1 | 220 | 0.0612 | 13.46 | 50000 | 7 Days | 83 | USA | FCA MIA | NET 30
- | 2200 | 1 | 2200 | 0.085 | 187 | 0.06914% | 0 | 0 | 9 | CL05A105KO5NNNC | Samsung Electro-Mechanics | CAP CER 1UF 16V X5R 0402 |  | 220 | 1 | 220 | 0.085 | 18.7 | 10000 | 7 Days | 140 | USA | FCA MIA | NET 30
- | 2200 | 1 | 2200 | 0.0952 | 209.44 | 0.07743% | 0 | 0 | 10 | C0603X7R1A103K030BA | TDK Corporation | CAP CER 10000PF 10V X7R 0201 |  | 220 | 1 | 220 | 0.0952 | 20.94 | 15000 | 7 Days | 182 | USA | FCA MIA | NET 30
- | 2200 | 1 | 2200 | 1.7459 | 3840.98 | 1.42% | 0 | 0 | 11 | SFH 7016 | ams-OSRAM USA INC. | CHIP LED |  | 220 | 1 | 220 | 1.7459 | 384.1 | 3000 | 7 Days | 112 | USA | FCA MIA | NET 30
- | 2200 | 1 | 2200 | 3.893 | 8564.6 | 3.166% | 0 | 0 | 12 | 1981061-1 | TE Connectivity AMP Connectors | CONN SPRING BATTERY 3POS R/A SMD |  | 220 | 1 | 220 | 3.893 | 856.46 | 400 | 7 Days | 112 | USA | FCA MIA | NET 30
- | 2200 | 1 | 2200 | 0.493 | 1084.6 | 0.401% | 0 | 0 | 13 | 10061122-251120HLF | Amphenol ICC (FCI) | CONN FPC BOTTOM 25POS 0.3MM R/A | End of Life | 220 | 1 | 220 | 0.493 | 108.46 | 2000 | 7 Days | 84 | USA | FCA MIA | NET 30
- | 11000 | 1 | 11000 | 0.0221 | 243.1 | 0.08988% | 0 | 0 | 14 | CRCW02010000Z0ED | Vishay Dale | RES SMD 0 OHM JUMPER 1/20W 0201 |  | 220 | 5 | 1100 | 0.0221 | 24.31 | 10000 | 7 Days | 188 | USA | FCA MIA | NET 30
- | 11000 | 1 | 11000 | 0.017 | 187 | 0.06914% | 0 | 0 | 15 | ERJ-2GE0R00X | Panasonic Electronic Components | RES SMD 0 OHM JUMPER 1/10W 0402 |  | 220 | 5 | 1100 | 0.017 | 18.7 | 10000 | 7 Days | 140 | USA | FCA MIA | NET 30
- | 4400 | 1 | 4400 | 0.0391 | 172.04 | 0.0636% | 0 | 0 | 16 | ERJ-2RKF1002X | Panasonic Electronic Components | RES SMD 10K OHM 1% 1/10W 0402 |  | 220 | 2 | 440 | 0.0391 | 17.2 | 10000 | 7 Days | 140 | USA | FCA MIA | NET 30
- | 2200 | 1 | 2200 | 0.0663 | 145.86 | 0.05393% | 0 | 0 | 17 | ERJ-2RKF1003X | Panasonic Electronic Components | RES SMD 100K OHM 1% 1/10W 0402 |  | 220 | 1 | 220 | 0.0663 | 14.59 | 10000 | 7 Days | 140 | USA | FCA MIA | NET 30
- | 2080 | 1 | 2080 | 12.3494 | 25686.752 | 9.497% | 0 | 0 | 18 | MAX86176ENX+T | Analog Devices Inc./Maxim Integrated | PPG + ECG COMBO AFE |  | 220 | 1 | 220 | 12.3494 | 2716.87 | 2500 | 7 Days | 172 | USA | FCA MIA | NET 30
- | 6600 | 1 | 6600 | 1.751 | 11556.6 | 4.273% | 0 | 0 | 19 | VEMD8080 | Vishay Semiconductor Opto Division | PHOTODIODE 780 TO 1050 NM |  | 220 | 3 | 660 | 1.751 | 1155.66 | 5000 | 7 Days | 35 | USA | FCA MIA | NET 30
- | 2200 | 1 | 2200 | 1.7425 | 3833.5 | 1.417% | 0 | 0 | 20 | LIS2DS12TR | STMicroelectronics | ACCEL 2-16G I2C/SPI 12LGA |  | 220 | 1 | 220 | 1.7425 | 383.35 | 8000 | 7 Days | 105 | USA | FCA MIA | NET 30
- | 2200 | 1 | 2200 | 2.4514 | 5393.08 | 1.994% | 0 | 0 | 21 | SIT1572AI-J3-18E-DCC-32.768E | SiTime | MEMS OSC XO 32.7680KHZ LVCMOS |  | 220 | 1 | 220 | 2.4514 | 539.31 | 1000 | 7 Days | 42 | USA | FCA MIA | NET 30
- | 2200 | 1 | 2200 | 0.7973 | 1754.06 | 0.6485% | 0 | 0 | 22 | 2450AT18D0100001E | Johanson Technology Inc. | RF ANT 2.4GHZ CHIP SOLDER SMD |  | 220 | 1 | 220 | 0.7973 | 175.41 | 3000 | 7 Days | 70 | USA | FCA MIA | NET 30
- | 2200 | 1 | 2200 | 0.0969 | 213.18 | 0.07881% | 0 | 0 | 23 | C1005X7R1H104K050BB | TDK Corporation | CAP CER 0.1UF 50V X7R 0402 |  | 220 | 1 | 220 | 0.0969 | 21.32 | 10000 | 7 Days | 210 | USA | FCA MIA | NET 30
- | 2200 | 1 | 2200 | 0.2006 | 441.32 | 0.1632% | 0 | 0 | 24 | C1005X5R1V225K050BC | TDK Corporation | CAP CER 2.2UF 35V X5R 0402 |  | 220 | 1 | 220 | 0.2006 | 44.13 | 10000 | 7 Days | 168 | USA | FCA MIA | NET 30
- | 8800 | 1 | 8800 | 0.2057 | 1810.16 | 0.6692% | 0 | 0 | 25 | C1005X5R0J475K050BC | TDK Corporation | CAP CER 4.7UF 6.3V X5R 0402 |  | 220 | 4 | 880 | 0.2057 | 181.02 | 10000 | 7 Days | 168 | USA | FCA MIA | NET 30
- | 2200 | 1 | 2200 | 0.1275 | 280.5 | 0.1037% | 0 | 0 | 26 | C1005X5R0J225K050BC | TDK Corporation | CAP CER 2.2UF 6.3V X5R 0402 |  | 220 | 1 | 220 | 0.1275 | 28.05 | 10000 | 7 Days | 252 | USA | FCA MIA | NET 30
- | 4400 | 1 | 4400 | 0.034 | 149.6 | 0.05531% | 0 | 0 | 27 | GRM0335C1H160JA01D | Murata Electronics | CAP CER 16PF 50V C0G/NP0 0201 |  | 220 | 2 | 440 | 0.034 | 14.96 | 15000 | 7 Days | 98 | USA | FCA MIA | NET 30
- | 11000 | 1 | 11000 | 0.0969 | 1065.9 | 0.3941% | 0 | 0 | 28 | GRM188R61E106MA73J | Murata Electronics | CAP CER 10UF 25V X5R 0603 |  | 220 | 7 | 1540 | 0.0969 | 149.23 | 10000 | 7 Days | 70 | USA | FCA MIA | NET 30
- | 6600 | 1 | 6600 | 0.1785 | 1178.1 | 0.4356% | 0 | 0 | 29 | GRM033R61A105ME15J | Murata Electronics | CAP CER MLCC |  | 220 | 3 | 660 | 0.1785 | 117.81 | 50000 | 7 Days | 134 | USA | FCA MIA | NET 30
- | 15400 | 1 | 15400 | 0.0187 | 287.98 | 0.1065% | 0 | 0 | 30 | GRM033C71C104KE14J | Murata Electronics | CAP CER 0.1UF 16V X7S 0201 |  | 220 | 7 | 1540 | 0.0187 | 28.8 | 50000 | 7 Days | 98 | USA | FCA MIA | NET 30
- | 2200 | 1 | 2200 | 0.4199 | 923.78 | 0.3415% | 0 | 0 | 31 | GRM21BR61A476ME15K | Murata Electronics | CAP CER 47UF 10V X5R 0805 |  | 220 | 1 | 220 | 0.4199 | 92.38 | 10000 | 7 Days | 112 | USA | FCA MIA | NET 30
- | 2200 | 1 | 2200 | 0.0595 | 130.9 | 0.04839% | 0 | 0 | 32 | GRM033R61E472MA12D | Murata Electronics | CAP CER 4700PF 25V X5R 0201 |  | 220 | 1 | 220 | 0.0595 | 13.09 | 15000 | 7 Days | 98 | USA | FCA MIA | NET 30
- | 22000 | 1 | 22000 | 0.0238 | 523.6 | 0.1936% | 0 | 0 | 33 | C0402C105K8PAC7867 | KEMET | CAP CER 1UF 10V X5R 0402 | C0402C105K8PACTU | 220 | 14 | 3080 | 0.0238 | 73.3 | 50000 | 7 Days | 252 | USA | FCA MIA | NET 30
- | 14700 | 1 | 14700 | 0.3077 | 4523.19 | 1.672% | 0 | 0 | 34 | CL10A226MO7JZNC | Samsung Electro-Mechanics | CAP CER 22UF 16V X5R 0603 |  | 220 | 7 | 1540 | 0.3077 | 473.86 | 4000 | 7 Days | 142 | USA | FCA MIA | NET 30
- | 6600 | 1 | 6600 | 0.2567 | 1694.22 | 0.6264% | 0 | 0 | 35 | GRM033C81A105ME05D | Murata Electronics | CAP CER 1UF 10V X6S 0201 |  | 220 | 3 | 660 | 0.2567 | 169.42 | 15000 | 7 Days | 112 | USA | FCA MIA | NET 30
- | 2200 | 1 | 2200 | 0.0595 | 130.9 | 0.04839% | 0 | 0 | 36 | GRM033R71A472KA01D | Murata Electronics | CAP CER 4700PF 10V X7R 0201 |  | 220 | 1 | 220 | 0.0595 | 13.09 | 15000 | 7 Days | 98 | USA | FCA MIA | NET 30
- | 4400 | 1 | 4400 | 0.0238 | 104.72 | 0.03872% | 0 | 0 | 37 | GRM033R61C104KE14D | Murata Electronics | CAP CER 0.1UF 16V X5R 0201 |  | 220 | 5 | 1100 | 0.0238 | 26.18 | 15000 | 7 Days | 98 | USA | FCA MIA | NET 30
- | 2200 | 1 | 2200 | 0.1207 | 265.54 | 0.09817% | 0 | 0 | 38 | C1005X5R1V105K050BC | TDK Corporation | CAP CER 1UF 35V X5R 0402 |  | 220 | 1 | 220 | 0.1207 | 26.55 | 10000 | 7 Days | 196 | USA | FCA MIA | NET 30
- | 2200 | 1 | 2200 | 0.0901 | 198.22 | 0.07328% | 0 | 0 | 39 | C0603X5R1E104M030BB | TDK Corporation | CAP CER 0.1UF 25V X5R 0201 |  | 220 | 1 | 220 | 0.0901 | 19.82 | 15000 | 7 Days | 98 | USA | FCA MIA | NET 30
- | 2200 | 1 | 2200 | 0.2295 | 504.9 | 0.1867% | 0 | 0 | 40 | KGM05AR51E103KH | KYOCERA AVX | CAP CER 10000PF 25V X5R 0402 |  | 220 | 1 | 220 | 0.2295 | 50.49 | 10000 | 7 Days | 84 | USA | FCA MIA | NET 30
- | 2200 | 1 | 2200 | 0.0833 | 183.26 | 0.06775% | 0 | 0 | 41 | C0603X5R1A104K030BC | TDK Corporation | CAP CER 0.1UF 10V X5R 0201 |  | 220 | 1 | 220 | 0.0833 | 18.33 | 15000 | 7 Days | 182 | USA | FCA MIA | NET 30
- | 2200 | 1 | 2200 | 0.8398 | 1847.56 | 0.6831% | 0 | 0 | 42 | APFA2507QBDSEEZGKC | Kingbright | LED RGB CLEAR 4SMD R/A |  | 220 | 1 | 220 | 0.8398 | 184.76 | 3000 | 7 Days | 59 | USA | FCA MIA | NET 30
- | 2200 | 1 | 2200 | 0.9792 | 2154.24 | 0.7964% | 0 | 0 | 43 | SML-LX0404SIUPGUSB | Lumex Opto/Components Inc. | LED RGB CLEAR SMD |  | 220 | 1 | 220 | 0.9792 | 215.42 | 2000 | 7 Days | 154 | USA | FCA MIA | NET 30
- | 2200 | 1 | 2200 | 1.3056 | 2872.32 | 1.062% | 0 | 0 | 44 | TF13BA-6S-0.4SH(800) | Hirose Electric Co Ltd | CONN FPC BOTTOM 6POS 0.4MM R/A |  | 220 | 1 | 220 | 1.3056 | 287.23 | 5000 | 7 Days | 196 | USA | FCA MIA | NET 30
- | 2080 | 1 | 2080 | 2.38 | 4950.4 | 1.83% | 0 | 0 | 45 | FH26W-25S-0.3SHW(60) | Hirose Electric Co Ltd | CONN FPC BOTTOM 25POS 0.3MM R/A |  | 220 | 1 | 220 | 2.38 | 523.6 | 5000 | 7 Days | 196 | USA | FCA MIA | NET 30
- | 2080 | 1 | 2080 | 3.4527 | 7181.616 | 2.655% | 0 | 0 | 46 | DX07S024JJ3R1300 | JAE Electronics | CONN RCP USB3.1 TYPEC 24P SMD RA |  | 220 | 1 | 220 | 3.4527 | 759.59 | 1300 | 7 Days | 72 | USA | FCA MIA | NET 30
- | 6600 | 1 | 6600 | 0.3281 | 2165.46 | 0.8006% | 0 | 0 | 47 | DFE201612E-2R2M=P2 | Murata Electronics | FIXED IND 2.2UH 1.8A 116MOHM SMD |  | 220 | 4 | 880 | 0.3281 | 288.73 | 3000 | 7 Days | 84 | USA | FCA MIA | NET 30
- | 2200 | 1 | 2200 | 0.3655 | 804.1 | 0.2973% | 0 | 0 | 48 | MLP2012H2R2MT0S1 | TDK Corporation | FIXED IND 2.2UH 1A 195 MOHM SMD |  | 220 | 1 | 220 | 0.3655 | 80.41 | 4000 | 7 Days | 280 | USA | FCA MIA | NET 30
- | 2200 | 1 | 2200 | 0.1258 | 276.76 | 0.1023% | 0 | 0 | 49 | BLM21PG221SN1D | Murata Electronics | FERRITE BEAD 220 OHM 0805 1LN |  | 220 | 1 | 220 | 0.1258 | 27.68 | 4000 | 7 Days | 112 | USA | FCA MIA | NET 30
- | 2200 | 1 | 2200 | 0.2448 | 538.56 | 0.1991% | 0 | 0 | 50 | HZ1206C202R-10 | Laird-Signal Integrity Products | FERRITE BEAD 2 KOHM 1206 1LN |  | 220 | 1 | 220 | 0.2448 | 53.86 | 3000 | 7 Days | 91 | USA | FCA MIA | NET 30
- | 11000 | 1 | 11000 | 0.017 | 187 | 0.06914% | 0 | 0 | 51 | ERJ-2GE0R00X | Panasonic Electronic Components | RES SMD 0 OHM JUMPER 1/10W 0402 |  | 220 | 1 | 220 | 0.017 | 3.74 | 10000 | 7 Days | 140 | USA | FCA MIA | NET 30
- | 4400 | 1 | 4400 | 0.051 | 224.4 | 0.08296% | 0 | 0 | 52 | ERJ-1GNF5101C | Panasonic Electronic Components | RES SMD 5.1K OHM 1% 1/20W 0201 |  | 220 | 2 | 440 | 0.051 | 22.44 | 15000 | 7 Days | 126 | USA | FCA MIA | NET 30
- | 4400 | 1 | 4400 | 0.051 | 224.4 | 0.08296% | 0 | 0 | 53 | ERJ-1GNF27R0C | Panasonic Electronic Components | RES SMD 27 OHM 1% 1/20W 0201 |  | 220 | 2 | 440 | 0.051 | 22.44 | 15000 | 7 Days | 126 | USA | FCA MIA | NET 30
- | 6600 | 1 | 6600 | 0.0425 | 280.5 | 0.1037% | 0 | 0 | 54 | ERJ-1GNF4701C | Panasonic Electronic Components | RES SMD 4.7K OHM 1% 1/20W 0201 |  | 220 | 3 | 660 | 0.0425 | 28.05 | 15000 | 7 Days | 126 | USA | FCA MIA | NET 30
- | 2200 | 1 | 2200 | 0.0646 | 142.12 | 0.05254% | 0 | 0 | 55 | ERJ-2GEJ103X | Panasonic Electronic Components | RES SMD 10K OHM 5% 1/10W 0402 |  | 220 | 1 | 220 | 0.0646 | 14.21 | 10000 | 7 Days | 140 | USA | FCA MIA | NET 30
- | 2200 | 1 | 2200 | 0.204 | 448.8 | 0.1659% | 0 | 0 | 56 | ERJ-2LWFR010X | Panasonic Electronic Components | RES 0.01 OHM 1% 1/5W 0402 |  | 220 | 1 | 220 | 0.204 | 44.88 | 30000 | 7 Days | 126 | USA | FCA MIA | NET 30
- | 6600 | 1 | 6600 | 0.0357 | 235.62 | 0.08711% | 0 | 0 | 57 | ERJ-1GNF3301C | Panasonic Electronic Components | RES SMD 3.3K OHM 1% 1/20W 0201 |  | 220 | 4 | 880 | 0.0357 | 31.42 | 15000 | 7 Days | 126 | USA | FCA MIA | NET 30
- | 6600 | 1 | 6600 | 0.0306 | 201.96 | 0.07467% | 0 | 0 | 58 | ERJ-1GNJ103C | Panasonic Electronic Components | RES SMD 10K OHM 5% 1/20W 0201 |  | 220 | 3 | 660 | 0.0306 | 20.2 | 15000 | 7 Days | 126 | USA | FCA MIA | NET 30
- | 37400 | 1 | 37400 | 0.0102 | 381.48 | 0.141% | 0 | 0 | 59 | ERJ-1GN0R00C | Panasonic Electronic Components | RES SMD 0 OHM JUMPER 1/20W 0201 |  | 220 | 27 | 5940 | 0.0102 | 60.59 | 15000 | 7 Days | 126 | USA | FCA MIA | NET 30
- | 2200 | 1 | 2200 | 0.0663 | 145.86 | 0.05393% | 0 | 0 | 60 | ERJ-2RKF1004X | Panasonic Electronic Components | RES SMD 1M OHM 1% 1/10W 0402 |  | 220 | 1 | 220 | 0.0663 | 14.59 | 10000 | 7 Days | 140 | USA | FCA MIA | NET 30
- | 2200 | 1 | 2200 | 0.0765 | 168.3 | 0.06222% | 0 | 0 | 61 | ERJ-1GNF10R0C | Panasonic Electronic Components | RES SMD 10 OHM 1% 1/20W 0201 |  | 220 | 1 | 220 | 0.0765 | 16.83 | 15000 | 7 Days | 126 | USA | FCA MIA | NET 30
- | 2200 | 1 | 2200 | 0.1003 | 220.66 | 0.08158% | 0 | 0 | 62 | CRCW04024K70FKEDHP | Vishay Dale | RES SMD 4.7K OHM 1% 1/5W 0402 |  | 220 | 1 | 220 | 0.1003 | 22.07 | 10000 | 7 Days | 280 | USA | FCA MIA | NET 30
- | 2200 | 1 | 2200 | 0.0646 | 142.12 | 0.05254% | 0 | 0 | 63 | ERJ-2GEJ220X | Panasonic Electronic Components | RES SMD 22 OHM 5% 1/10W 0402 |  | 220 | 1 | 220 | 0.0646 | 14.21 | 10000 | 7 Days | 140 | USA | FCA MIA | NET 30
- | 11000 | 1 | 11000 | 0.0204 | 224.4 | 0.08296% | 0 | 0 | 64 | CRCW040210K0FKEE | Vishay Dale | RES SMD 10K OHM 1% 1/16W 0402 |  | 220 | 7 | 1540 | 0.0204 | 31.42 | 50000 | 7 Days | 245 | USA | FCA MIA | NET 30
- | 4400 | 1 | 4400 | 0.5848 | 2573.12 | 0.9513% | 0 | 0 | 65 | TNPW04021K00BETD | Vishay Dale | RES 1K OHM 0.1% 1/16W 0402 |  | 220 | 3 | 660 | 0.5848 | 385.97 | 10000 | 7 Days | 121 | USA | FCA MIA | NET 30
- | 2200 | 1 | 2200 | 2.8407 | 6249.54 | 2.311% | 0 | 0 | 66 | PNM0402E2502BST1 | Vishay Dale Thin Film | RES SMD 25K OHM 0.1% 1/20W 0402 |  | 220 | 1 | 220 | 2.8407 | 624.95 | 1000 | 7 Days | 641 | USA | FCA MIA | NET 30
- | 2600 | 1 | 2600 | 0.2414 | 627.64 | 0.232% | 0 | 0 | 67 | NCP03XH103J05RL | Murata Electronics | THERMISTOR NTC 10KOHM 3380K 0201 |  | 220 | 1 | 220 | 0.2414 | 53.11 | 15000 | 7 Days | 126 | USA | FCA MIA | NET 30
- | 2200 | 1 | 2200 | 0.9078 | 1997.16 | 0.7384% | 0 | 0 | 68 | 434153017835 | Würth Elektronik | SWITCH TACTILE SPST-NO 0.05A 12V |  | 220 | 1 | 220 | 0.9078 | 199.72 | 4000 | 7 Days | 175 | USA | FCA MIA | NET 30
- | 2200 | 1 | 2200 | 1.1475 | 2524.5 | 0.9333% | 0 | 0 | 69 | EVP-AA102K | Panasonic Electronic Components | SWITCH TACTILE SPST-NO 0.02A 15V |  | 220 | 1 | 220 | 1.1475 | 252.45 | 5000 | 7 Days | 168 | USA | FCA MIA | NET 30
- | 2100 | 1 | 2100 | 9 | 18900 | 6.988% | 0 | 0 | 70 | MAX20360FEWZ+T | Analog Devices Inc./Maxim Integrated | EVKIT PART- IC; PMIC WITH ULTRA-LOW IQ REGULATOR |  | 220 | 1 | 2000 | 9 | 18000 | 2000 | 10 Days | 168 | USA | FCA MIA | NET 30
- | 2100 | 1 | 2100 | 4.508 | 9466.8 | 3.5% | 0 | 0 | 71 | MAX32670GTL+ | Analog Devices Inc./Maxim Integrated | IC MCU 32BIT 384KB FLASH 40TQFN |  | 220 | 1 | 220 | 4.508 | 991.76 | 490 | 7 Days | 64 | USA | FCA MIA | NET 30
- | 2100 | 1 | 2100 | 9.786 | 20550.6 | 7.598% | 0 | 0 | 72 | MX25U51245GZ4I54 | Macronix | IC FLASH 512MBIT SPI/QUAD 8WSON |  | 220 | 1 | 220 | 9.786 | 2152.92 | 480 | 7 Days | 72 | USA | FCA MIA | NET 30
- | 2100 | 1 | 2100 | 15.554 | 32663.4 | 12.08% | 0 | 0 | 73 | MAX32666GXMBT+ | Analog Devices Inc./Maxim Integrated | IC MCU 32BIT 1MB FLASH 121CTBGA |  | 220 | 1 | 220 | 15.554 | 3421.88 | 348 | 7 Days | 210 | USA | FCA MIA | NET 30
- | 4320 | 1 | 4320 | 2.1165 | 9143.28 | 3.38% | 0 | 0 | 74 | MAX9062EBS+TG45 | Analog Devices Inc./Maxim Integrated | IC COMPARATOR 1 W/VOLT REF 4UCSP |  | 220 | 2 | 440 | 2.1165 | 931.26 | 2500 | 7 Days | 18 | USA | FCA MIA | NET 30
- | 2120 | 1 | 2120 | 2.1097 | 4472.564 | 1.654% | 0 | 0 | 75 | MAX3207EAUT+T | Analog Devices Inc./Maxim Integrated | TVS DIODE SOT23-6 |  | 220 | 1 | 220 | 2.1097 | 464.13 | 2500 | 7 Days | 72 | USA | FCA MIA | NET 30
- | 4240 | 1 | 4240 | 4.473 | 18965.52 | 7.012% | 0 | 0 | 76 | MAX4737EBE+T | Analog Devices Inc./Maxim Integrated | IC SW SPST-NOX4 4.5OHM 16UCSP |  | 220 | 2 | 440 | 4.473 | 1968.12 | 2500 | 7 Days | 84 | USA | FCA MIA | NET 30
- | 2200 | 1 | 2200 | 2.9694 | 6532.68 | 2.415% | 0 | 0 | 77 | MAX14689EWL+T | Analog Devices Inc./Maxim Integrated | IC SWITCH DPDT X 1 450MOHM 9WLP |  | 220 | 1 | 220 | 2.9694 | 653.27 | 2500 | 7 Days | 17 | USA | FCA MIA | NET 30
- | 2200 | 1 | 2200 | 0.9401 | 2068.22 | 0.7646% | 0 | 0 | 78 | ABS07-32.768KHZ-6-T | Abracon LLC | CRYSTAL 32.7680KHZ 6PF SMD |  | 220 | 1 | 220 | 0.9401 | 206.82 | 3000 | 7 Days | 126 | USA | FCA MIA | NET 30
- | 2100 | 1 | 2100 | 1.7051 | 3580.71 | 1.324% | 0 | 0 | 79 | FA-20H 32.0000MF12Y-W3 | EPSON | CRYSTAL 32.0000MHZ 12PF SMD |  | 220 | 1 | 220 | 1.7051 | 375.12 | 250 | 7 Days | 158 | USA | FCA MIA | NET 30
- | 2200 | 1 | 2200 | 1.4195 | 3122.9 | 1.155% | 0 | 0 | 80 | CM1610H32768DZBT | Citizen Finedevice Co Ltd | CRYSTAL 32.7680KHZ 6PF SMD |  | 220 | 1 | 220 | 1.4195 | 312.29 | 5000 | 7 Days | 77 | USA | FCA MIA | NET 30
PN will be treated a part | 2080 | 0 | 0 | 2.63 | 0 | 0% | 0 | 0 | 81 | 63048 | EX-POWER | Battery pack 800mAh 04x30x42 | Suggest Local order. | 220 | 1 | 220 | 2.63 | 578.6 | 65 | 7 Days | 140 | BRAZIL | EXW CAMPINAS | NET 30
- | 2400 | 1 | 2400 | 3.9984 | 9596.16 | 3.548% | 0 | 0 | 82 | 150150225 | Molex | Host board to sensor board flex cable |  | 220 | 1 | 220 | 3.9984 | 879.65 | 1000 | 7 Days | 57 | USA | FCA MIA | NET 30
$44,673.88
[17 empty] | FOB | $893.48
[17 empty] | est. USD CIF | $1,429.56
[17 empty] | est. Unit BRL | 6861.91

## EPE Quotation 50 units (hidden)
Coments | Pur Qty w/ Attrition | MOQ | Qty w/ supplier's MOQ | Unit Price | Total Price | % relation Unit Price | % relation Total Price | Index | Manufacture Part Number | Manufacturer Name | Description | PROPOSED ALTERNATIVE | Assembly qty | Quantity per | Purchase Qt. | Unit Price | Total Price | MOQ | Lead time | Shipment Origin | Incoterms | Payment terms | Datasheet
| 2500 | [6 empty] | 1 | GRM033C81E104KE14D | Murata Electronics | CAP CER 0.1UF 25V X6S 0201 |  | 50 | 1 | 50 | $0.29 | 14.26 | 50 | 7 Days | USA | FCA MIA | NET 30 | https://search.murata.co.jp/Ceramy/image/img/A01X/G101/ENG/GRM033C81E104KE14-01.pdf
| 2080 | [6 empty] | 2 | MAX30208CLB+ | Analog Devices Inc./Maxim Integrated | IC TEMP SENSOR |  | 50 | 1 | 50 | $6.20 | 309.75 | 50 | 25 Days | USA | FCA MIA | NET 30 | https://www.analog.com/media/en/technical-documentation/data-sheets/MAX30208.pdf
| 2020 | [6 empty] | 3 | MAX30208_HSP3_DEMO_B | Analog Devices Inc./Maxim Integrated | PCB:MAX30208_HSP3_DEMO_B | UNABLE TO IDENTIFY | 50 | 1 | 50 |  | $- | 50 | 7 Days | USA | FCA MIA | NET 30
| 11000 | [6 empty] | 4 | GRM188R61E106MA73J | Murata Electronics | CAP CER 10UF 25V X5R 0603 |  | 50 | 5 | 250 | $0.14 | 35.88 | 250 | 7 Days | USA | FCA MIA | NET 30 | https://search.murata.co.jp/Ceramy/image/img/A01X/G101/ENG/GRM188R61E106MA73-01.pdf
| 6600 | [6 empty] | 5 | GRM188R72A104KA35J | Murata Electronics | CAP CER 0.1UF 100V X7R 0603 |  | 50 | 3 | 150 | $0.16 | 23.89 | 150 | 7 Days | USA | FCA MIA | NET 30 | https://search.murata.co.jp/Ceramy/image/img/A01X/G101/ENG/GRM188R72A104KA35-01.pdf
| 6600 | [6 empty] | 6 | GRM155R61A106ME11J | Murata Electronics | CAP CER 10UF 10V X5R 0402 | GRM155R61A106ME11D | 50 | 3 | 150 | $0.15 | 22.58 | 150 | 7 Days | USA | FCA MIA | NET 30 | https://search.murata.co.jp/Ceramy/image/img/A01X/G101/ENG/GRM155R61A106ME11-01A.pdf
| 2200 | [6 empty] | 7 | C0603C105K3RAC7867 | KEMET | CAP CER 1UF 25V X7R 0603 | C0603C105K3RACTU | 50 | 1 | 50 | $0.25 | 12.34 | 50 | 7 Days | USA | FCA MIA | NET 30 | https://connect.kemet.com:7667/gateway/IntelliData-ComponentDocumentation/1.0/download/datasheet/C0603C105K3RACTU
| 2200 | [6 empty] | 8 | GRM033R61A104KE15J | Murata Electronics | CAP CER 0.1UF 10V X5R 0201 |  | 50 | 1 | 50 | $0.26 | 13.13 | 50 | 7 Days | USA | FCA MIA | NET 30 | https://search.murata.co.jp/Ceramy/image/img/A01X/G101/ENG/GRM033R61A104KE15-01A.pdf
| 2200 | [6 empty] | 9 | CL05A105KO5NNNC | Samsung Electro-Mechanics | CAP CER 1UF 16V X5R 0402 |  | 50 | 1 | 50 | $0.32 | 15.93 | 50 | 7 Days | USA | FCA MIA | NET 30 | https://media.digikey.com/pdf/Data%20Sheets/Samsung%20PDFs/CL05A105KO5NNNC_Spec_5-2-19.pdf
| 2200 | [6 empty] | 10 | C0603X7R1A103K030BA | TDK Corporation | CAP CER 10000PF 10V X7R 0201 |  | 50 | 1 | 50 | $0.32 | 15.93 | 50 | 7 Days | USA | FCA MIA | NET 30 | https://product.tdk.com/system/files/dam/doc/product/capacitor/ceramic/mlcc/catalog/mlcc_commercial_general_en.pdf
| 2200 | [6 empty] | 11 | SFH 7016 | ams-OSRAM USA INC. | CHIP LED |  | 50 | 1 | 50 | $2.50 | 125.13 | 50 | 7 Days | USA | FCA MIA | NET 30 | https://dammedia.osram.info/media/resource/hires/osram-dam-16417795/SFH%207016_EN.pdf
| 2200 | [6 empty] | 12 | 1981061-1 | TE Connectivity AMP Connectors | CONN SPRING BATTERY 3POS R/A SMD |  | 50 | 1 | 50 | $4.22 | 210.88 | 50 | 7 Days | USA | FCA MIA | NET 30 | https://www.te.com/usa-en/product-1981061-1.datasheet.pdf
| 2200 | [6 empty] | 13 | 10061122-251120HLF | Amphenol ICC (FCI) | CONN FPC BOTTOM 25POS 0.3MM R/A | End of Life | 50 | 1 | 50 | $0.74 | 37.01 | 50 | 7 Days | USA | FCA MIA | NET 30 | https://www.amphenol-cs.com/media/wysiwyg/files/drawing/10061122.pdf
| 11000 | [6 empty] | 14 | CRCW02010000Z0ED | Vishay Dale | RES SMD 0 OHM JUMPER 1/20W 0201 |  | 50 | 5 | 250 | $0.07 | 17.06 | 250 | 7 Days | USA | FCA MIA | NET 30 | https://www.vishay.com/docs/20052/crcw0201e3.pdf
| 11000 | [6 empty] | 15 | ERJ-2GE0R00X | Panasonic Electronic Components | RES SMD 0 OHM JUMPER 1/10W 0402 |  | 50 | 5 | 250 | $0.05 | 13.13 | 250 | 7 Days | USA | FCA MIA | NET 30 | https://industrial.panasonic.com/ww/products/pt/general-purpose-chip-resistors/models/ERJ2GE0R00X
| 4400 | [6 empty] | 16 | ERJ-2RKF1002X | Panasonic Electronic Components | RES SMD 10K OHM 1% 1/10W 0402 |  | 50 | 2 | 100 | $0.14 | 13.65 | 100 | 7 Days | USA | FCA MIA | NET 30 | https://industrial.panasonic.com/cdbs/www-data/pdf/RDA0000/AOA0000C304.pdf
| 2200 | [6 empty] | 17 | ERJ-2RKF1003X | Panasonic Electronic Components | RES SMD 100K OHM 1% 1/10W 0402 |  | 50 | 1 | 50 | $0.27 | 13.74 | 50 | 7 Days | USA | FCA MIA | NET 30 | https://industrial.panasonic.com/cdbs/www-data/pdf/RDA0000/AOA0000C304.pdf
| 2080 | [6 empty] | 18 | MAX86176ENX+T | Analog Devices Inc./Maxim Integrated | PPG + ECG COMBO AFE |  | 50 | 1 | 50 | $17.97 | 898.63 | 50 | 7 Days | USA | FCA MIA | NET 30 | https://br.mouser.com/ProductDetail/Analog-Devices-Maxim-Integrated/MAX86176ENX%2bT?qs=81r%252BiQLm7BSTr%2FxxCB0Bvg%3D%3D
| 6600 | [6 empty] | 19 | VEMD8080 | Vishay Semiconductor Opto Division | PHOTODIODE 780 TO 1050 NM |  | 50 | 3 | 150 | $2.04 | 306.08 | 150 | 7 Days | USA | FCA MIA | NET 30 | https://www.vishay.com/docs/84565/vemd8080.pdf
| 2200 | [6 empty] | 20 | LIS2DS12TR | STMicroelectronics | ACCEL 2-16G I2C/SPI 12LGA |  | 50 | 1 | 50 | $3.22 | 161 | 50 | 7 Days | USA | FCA MIA | NET 30 | https://www.st.com/content/ccc/resource/technical/document/datasheet/ce/32/55/ac/e1/87/46/84/DM00177048.pdf/files/DM00177048.pdf/jcr:content/translations/en.DM00177048.pdf
| 2200 | [6 empty] | 21 | SIT1572AI-J3-18E-DCC-32.768E | SiTime | MEMS OSC XO 32.7680KHZ LVCMOS |  | 50 | 1 | 50 | $1.44 | 72.1 | 50 | 7 Days | USA | FCA MIA | NET 30 | https://www.sitime.com/datasheet/SiT1572
| 2200 | [6 empty] | 22 | 2450AT18D0100001E | Johanson Technology Inc. | RF ANT 2.4GHZ CHIP SOLDER SMD |  | 50 | 1 | 50 | $1.17 | 58.63 | 50 | 7 Days | USA | FCA MIA | NET 30 | https://www.johansontechnology.com/datasheets/2450AT18D0100/2450AT18D0100.pdf
| 2200 | [6 empty] | 23 | C1005X7R1H104K050BB | TDK Corporation | CAP CER 0.1UF 50V X7R 0402 |  | 50 | 1 | 50 | $0.32 | 16.01 | 50 | 7 Days | USA | FCA MIA | NET 30 | https://product.tdk.com/system/files/dam/doc/product/capacitor/ceramic/mlcc/catalog/mlcc_commercial_general_en.pdf
| 2200 | [6 empty] | 24 | C1005X5R1V225K050BC | TDK Corporation | CAP CER 2.2UF 35V X5R 0402 |  | 50 | 1 | 50 | $0.50 | 24.94 | 50 | 7 Days | USA | FCA MIA | NET 30 | https://product.tdk.com/system/files/dam/doc/product/capacitor/ceramic/mlcc/catalog/mlcc_commercial_general_en.pdf
| 8800 | [6 empty] | 25 | C1005X5R0J475K050BC | TDK Corporation | CAP CER 4.7UF 6.3V X5R 0402 |  | 50 | 4 | 200 | $0.26 | 52.15 | 200 | 7 Days | USA | FCA MIA | NET 30 | https://product.tdk.com/system/files/dam/doc/product/capacitor/ceramic/mlcc/catalog/mlcc_commercial_general_en.pdf
| 2200 | [6 empty] | 26 | C1005X5R0J225K050BC | TDK Corporation | CAP CER 2.2UF 6.3V X5R 0402 |  | 50 | 1 | 50 | $0.38 | 18.9 | 50 | 7 Days | USA | FCA MIA | NET 30 | https://product.tdk.com/system/files/dam/doc/product/capacitor/ceramic/mlcc/catalog/mlcc_commercial_general_en.pdf
| 4400 | [6 empty] | 27 | GRM0335C1H160JA01D | Murata Electronics | CAP CER 16PF 50V C0G/NP0 0201 |  | 50 | 2 | 100 | $0.13 | 13.13 | 100 | 7 Days | USA | FCA MIA | NET 30 | https://search.murata.co.jp/Ceramy/image/img/A01X/G101/ENG/GRM0335C1H160JA01-01.pdf
| 11000 | [6 empty] | 28 | GRM188R61E106MA73J | Murata Electronics | CAP CER 10UF 25V X5R 0603 |  | 50 | 7 | 350 | $0.14 | 50.23 | 350 | 7 Days | USA | FCA MIA | NET 30 | https://search.murata.co.jp/Ceramy/image/img/A01X/G101/ENG/GRM188R61E106MA73-01.pdf
| 6600 | [6 empty] | 29 | GRM033R61A105ME15J | Murata Electronics | CAP CER MLCC |  | 50 | 3 | 150 | $0.25 | 37.01 | 150 | 7 Days | USA | FCA MIA | NET 30
| 15400 | [6 empty] | 30 | GRM033C71C104KE14J | Murata Electronics | CAP CER 0.1UF 16V X7S 0201 |  | 50 | 7 | 350 | $0.05 | 17.76 | 350 | 7 Days | USA | FCA MIA | NET 30 | https://search.murata.co.jp/Ceramy/image/img/A01X/G101/ENG/GRM033C71C104KE14-01A.pdf
| 2200 | [6 empty] | 31 | GRM21BR61A476ME15K | Murata Electronics | CAP CER 47UF 10V X5R 0805 |  | 50 | 1 | 50 | $0.83 | 41.48 | 50 | 7 Days | USA | FCA MIA | NET 30 | https://media.digikey.com/pdf/Data%20Sheets/Murata%20PDFs/Chip_Multilayer_CC_CAT.pdf
| 2200 | [6 empty] | 32 | GRM033R61E472MA12D | Murata Electronics | CAP CER 4700PF 25V X5R 0201 |  | 50 | 1 | 50 | $0.26 | 12.78 | 50 | 7 Days | USA | FCA MIA | NET 30 | https://search.murata.co.jp/Ceramy/image/img/A01X/G101/ENG/GRM033R61E472MA12-01.pdf
| 22000 | [6 empty] | 33 | C0402C105K8PAC7867 | KEMET | CAP CER 1UF 10V X5R 0402 | C0402C105K8PACTU | 50 | 14 | 700 | $0.06 | 41.65 | 700 | 7 Days | USA | FCA MIA | NET 30 | https://connect.kemet.com:7667/gateway/IntelliData-ComponentDocumentation/1.0/download/datasheet/C0402C105K8PACTU
| 14700 | [6 empty] | 34 | CL10A226MO7JZNC | Samsung Electro-Mechanics | CAP CER 22UF 16V X5R 0603 |  | 50 | 7 | 350 | $0.53 | 184.36 | 350 | 7 Days | USA | FCA MIA | NET 30 | https://media.digikey.com/pdf/Data%20Sheets/Samsung%20PDFs/CL10A226MO7JZNC_Spec.pdf
| 6600 | [6 empty] | 35 | GRM033C81A105ME05D | Murata Electronics | CAP CER 1UF 10V X6S 0201 |  | 50 | 3 | 150 | $0.27 | 39.9 | 150 | 7 Days | USA | FCA MIA | NET 30 | https://search.murata.co.jp/Ceramy/image/img/A01X/G101/ENG/GRM033C81A105ME05-01.pdf
| 2200 | [6 empty] | 36 | GRM033R71A472KA01D | Murata Electronics | CAP CER 4700PF 10V X7R 0201 |  | 50 | 1 | 50 | $0.26 | 12.78 | 50 | 7 Days | USA | FCA MIA | NET 30 | https://search.murata.co.jp/Ceramy/image/img/A01X/G101/ENG/GRM033R71A472KA01-01.pdf
| 4400 | [6 empty] | 37 | GRM033R61C104KE14D | Murata Electronics | CAP CER 0.1UF 16V X5R 0201 |  | 50 | 5 | 250 | $0.07 | 17.06 | 250 | 7 Days | USA | FCA MIA | NET 30 | https://search.murata.co.jp/Ceramy/image/img/A01X/G101/ENG/GRM033R61C104KE14-01.pdf
| 2200 | [6 empty] | 38 | C1005X5R1V105K050BC | TDK Corporation | CAP CER 1UF 35V X5R 0402 |  | 50 | 1 | 50 | $0.37 | 18.29 | 50 | 7 Days | USA | FCA MIA | NET 30 | https://product.tdk.com/system/files/dam/doc/product/capacitor/ceramic/mlcc/catalog/mlcc_commercial_general_en.pdf
| 2200 | [6 empty] | 39 | C0603X5R1E104M030BB | TDK Corporation | CAP CER 0.1UF 25V X5R 0201 |  | 50 | 1 | 50 | $0.31 | 15.58 | 50 | 7 Days | USA | FCA MIA | NET 30 | https://product.tdk.com/system/files/dam/doc/product/capacitor/ceramic/mlcc/catalog/mlcc_commercial_general_en.pdf
| 2200 | [6 empty] | 40 | KGM05AR51E103KH | KYOCERA AVX | CAP CER 10000PF 25V X5R 0402 |  | 50 | 1 | 50 | $0.46 | 22.75 | 50 | 7 Days | USA | FCA MIA | NET 30 | https://datasheets.kyocera-avx.com/cx5r.pdf
| 2200 | [6 empty] | 41 | C0603X5R1A104K030BC | TDK Corporation | CAP CER 0.1UF 10V X5R 0201 |  | 50 | 1 | 50 | $0.30 | 14.96 | 50 | 7 Days | USA | FCA MIA | NET 30 | https://product.tdk.com/system/files/dam/doc/product/capacitor/ceramic/mlcc/catalog/mlcc_commercial_general_en.pdf
| 2200 | [6 empty] | 42 | APFA2507QBDSEEZGKC | Kingbright | LED RGB CLEAR 4SMD R/A |  | 50 | 1 | 50 | $1.48 | 74.03 | 50 | 7 Days | USA | FCA MIA | NET 30 | https://www.KingbrightUSA.com/images/catalog/SPEC/APFA2507QBDSEEZGKC.pdf
| 2200 | [6 empty] | 43 | SML-LX0404SIUPGUSB | Lumex Opto/Components Inc. | LED RGB CLEAR SMD |  | 50 | 1 | 50 | $1.53 | 76.3 | 50 | 7 Days | USA | FCA MIA | NET 30 | https://media.digikey.com/pdf/Data%20Sheets/Lumex%20PDFs/SML-LX0404SIUPGUSB.pdf
| 2200 | [6 empty] | 44 | TF13BA-6S-0.4SH(800) | Hirose Electric Co Ltd | CONN FPC BOTTOM 6POS 0.4MM R/A |  | 50 | 1 | 50 | $1.55 | 77.26 | 50 | 7 Days | USA | FCA MIA | NET 30 | https://www.hirose.com/product/download/?distributor=digikey&type=specSheet&lang=en&num=TF13BA-6S-0.4SH(800)
| 2080 | [6 empty] | 45 | FH26W-25S-0.3SHW(60) | Hirose Electric Co Ltd | CONN FPC BOTTOM 25POS 0.3MM R/A |  | 50 | 1 | 50 | $2.75 | 137.38 | 50 | 7 Days | USA | FCA MIA | NET 30 | https://www.hirose.com/product/download/?distributor=digikey&type=specSheet&lang=en&num=FH26W-25S-0.3SHW(60)
| 2080 | [6 empty] | 46 | DX07S024JJ3R1300 | JAE Electronics | CONN RCP USB3.1 TYPEC 24P SMD RA |  | 50 | 1 | 50 | $3.92 | 196 | 50 | 7 Days | USA | FCA MIA | NET 30 | https://www.jae.com/direct/page/generatePDF/?file_nm=DX07S024JJ3R1300.pdf&orientation=portrait&no_cache=0&path=%2Fen%2Fconnectors%2Fseries%2Fdetail%2Fproduct%2Fid%3D66509%26v=2020031910202910099709
| 6600 | [6 empty] | 47 | DFE201612E-2R2M=P2 | Murata Electronics | FIXED IND 2.2UH 1.8A 116MOHM SMD |  | 50 | 4 | 200 | $0.41 | 81.2 | 200 | 7 Days | USA | FCA MIA | NET 30 | https://search.murata.co.jp/Ceramy/image/img/P02/J(E)TE243A-0006.pdf
| 2200 | [6 empty] | 48 | MLP2012H2R2MT0S1 | TDK Corporation | FIXED IND 2.2UH 1A 195 MOHM SMD |  | 50 | 1 | 50 | $0.63 | 31.59 | 50 | 7 Days | USA | FCA MIA | NET 30 | https://product.tdk.com/en/system/files?file=dam/doc/product/inductor/inductor/smd/catalog/inductor_commercial_power_mlp2012_en.pdf
| 2200 | [6 empty] | 49 | BLM21PG221SN1D | Murata Electronics | FERRITE BEAD 220 OHM 0805 1LN |  | 50 | 1 | 50 | $0.36 | 17.76 | 50 | 7 Days | USA | FCA MIA | NET 30 | https://www.murata.com/en-us/products/en-us/products/productdata/8796738977822/ENFA0005.pdf
| 2200 | [6 empty] | 50 | HZ1206C202R-10 | Laird-Signal Integrity Products | FERRITE BEAD 2 KOHM 1206 1LN |  | 50 | 1 | 50 | $0.45 | 22.66 | 50 | 7 Days | USA | FCA MIA | NET 30 | https://media.digikey.com/pdf/Data%20Sheets/Laird%20Technologies/Ferrite_EMI_Cable_Cores.pdf
| 11000 | [6 empty] | 51 | ERJ-2GE0R00X | Panasonic Electronic Components | RES SMD 0 OHM JUMPER 1/10W 0402 |  | 50 | 1 | 50 | $0.05 | 2.63 | 50 | 7 Days | USA | FCA MIA | NET 30 | https://industrial.panasonic.com/ww/products/pt/general-purpose-chip-resistors/models/ERJ2GE0R00X
| 4400 | [6 empty] | 52 | ERJ-1GNF5101C | Panasonic Electronic Components | RES SMD 5.1K OHM 1% 1/20W 0201 |  | 50 | 2 | 100 | $0.15 | 14.88 | 100 | 7 Days | USA | FCA MIA | NET 30 | https://industrial.panasonic.com/cdbs/www-data/pdf/RDA0000/AOA0000C304.pdf
| 4400 | [6 empty] | 53 | ERJ-1GNF27R0C | Panasonic Electronic Components | RES SMD 27 OHM 1% 1/20W 0201 |  | 50 | 2 | 100 | $0.15 | 14.88 | 100 | 7 Days | USA | FCA MIA | NET 30 | https://industrial.panasonic.com/cdbs/www-data/pdf/RDA0000/AOA0000C304.pdf
| 6600 | [6 empty] | 54 | ERJ-1GNF4701C | Panasonic Electronic Components | RES SMD 4.7K OHM 1% 1/20W 0201 |  | 50 | 3 | 150 | $0.11 | 16.01 | 150 | 7 Days | USA | FCA MIA | NET 30 | https://industrial.panasonic.com/cdbs/www-data/pdf/RDA0000/AOA0000C304.pdf
| 2200 | [6 empty] | 55 | ERJ-2GEJ103X | Panasonic Electronic Components | RES SMD 10K OHM 5% 1/10W 0402 |  | 50 | 1 | 50 | $0.27 | 13.56 | 50 | 7 Days | USA | FCA MIA | NET 30 | https://api.pim.na.industrial.panasonic.com/file_stream/main/fileversion/1242
| 2200 | [6 empty] | 56 | ERJ-2LWFR010X | Panasonic Electronic Components | RES 0.01 OHM 1% 1/5W 0402 |  | 50 | 1 | 50 | $0.55 | 27.74 | 50 | 7 Days | USA | FCA MIA | NET 30 | https://industrial.panasonic.com/cdbs/www-data/pdf/RDN0000/AOA0000C313.pdf
| 6600 | [6 empty] | 57 | ERJ-1GNF3301C | Panasonic Electronic Components | RES SMD 3.3K OHM 1% 1/20W 0201 |  | 50 | 4 | 200 | $0.09 | 17.15 | 200 | 7 Days | USA | FCA MIA | NET 30 | https://industrial.panasonic.com/cdbs/www-data/pdf/RDA0000/AOA0000C304.pdf
| 6600 | [6 empty] | 58 | ERJ-1GNJ103C | Panasonic Electronic Components | RES SMD 10K OHM 5% 1/20W 0201 |  | 50 | 3 | 150 | $0.09 | 14.18 | 150 | 7 Days | USA | FCA MIA | NET 30 | https://api.pim.na.industrial.panasonic.com/file_stream/main/fileversion/1242
| 37400 | [6 empty] | 59 | ERJ-1GN0R00C | Panasonic Electronic Components | RES SMD 0 OHM JUMPER 1/20W 0201 |  | 50 | 27 | 1350 | $0.02 | 25.99 | 1350 | 7 Days | USA | FCA MIA | NET 30 | https://industrial.panasonic.com/ww/products/pt/general-purpose-chip-resistors/models/ERJ1GN0R00C
| 2200 | [6 empty] | 60 | ERJ-2RKF1004X | Panasonic Electronic Components | RES SMD 1M OHM 1% 1/10W 0402 |  | 50 | 1 | 50 | $0.28 | 13.83 | 50 | 7 Days | USA | FCA MIA | NET 30 | https://industrial.panasonic.com/cdbs/www-data/pdf/RDA0000/AOA0000C304.pdf
| 2200 | [6 empty] | 61 | ERJ-1GNF10R0C | Panasonic Electronic Components | RES SMD 10 OHM 1% 1/20W 0201 |  | 50 | 1 | 50 | $0.30 | 14.88 | 50 | 7 Days | USA | FCA MIA | NET 30 | https://industrial.panasonic.com/cdbs/www-data/pdf/RDA0000/AOA0000C304.pdf
| 2200 | [6 empty] | 62 | CRCW04024K70FKEDHP | Vishay Dale | RES SMD 4.7K OHM 1% 1/5W 0402 |  | 50 | 1 | 50 | $0.40 | 19.95 | 50 | 7 Days | USA | FCA MIA | NET 30 | https://www.vishay.com/docs/20043/crcwhpe3.pdf
| 2200 | [6 empty] | 63 | ERJ-2GEJ220X | Panasonic Electronic Components | RES SMD 22 OHM 5% 1/10W 0402 |  | 50 | 1 | 50 | $0.27 | 13.56 | 50 | 7 Days | USA | FCA MIA | NET 30 | https://api.pim.na.industrial.panasonic.com/file_stream/main/fileversion/1242
| 11000 | [6 empty] | 64 | CRCW040210K0FKEE | Vishay Dale | RES SMD 10K OHM 1% 1/16W 0402 |  | 50 | 7 | 350 | $0.06 | 19.6 | 350 | 7 Days | USA | FCA MIA | NET 30 | https://www.vishay.com/docs/20035/dcrcwe3.pdf
| 4400 | [6 empty] | 65 | TNPW04021K00BETD | Vishay Dale | RES 1K OHM 0.1% 1/16W 0402 |  | 50 | 3 | 150 | $0.80 | 119.7 | 150 | 7 Days | USA | FCA MIA | NET 30 | https://www.vishay.com/docs/31006/tnpw.pdf
| 2200 | [6 empty] | 66 | PNM0402E2502BST1 | Vishay Dale Thin Film | RES SMD 25K OHM 0.1% 1/20W 0402 |  | 50 | 1 | 50 | $3.99 | 199.5 | 50 | 7 Days | USA | FCA MIA | NET 30 | https://www.vishay.com/docs/60057/pnm.pdf
| 2600 | [6 empty] | 67 | NCP03XH103J05RL | Murata Electronics | THERMISTOR NTC 10KOHM 3380K 0201 |  | 50 | 1 | 50 | $0.48 | 23.89 | 50 | 7 Days | USA | FCA MIA | NET 30 | https://media.digikey.com/pdf/Data Sheets/Murata PDFs/NCP03 Spec.pdf
| 2200 | [6 empty] | 68 | 434153017835 | Würth Elektronik | SWITCH TACTILE SPST-NO 0.05A 12V |  | 50 | 1 | 50 | $1.30 | 64.75 | 50 | 7 Days | USA | FCA MIA | NET 30 | https://www.we-online.com/katalog/datasheet/434153017835.pdf
| 2200 | [6 empty] | 69 | EVP-AA102K | Panasonic Electronic Components | SWITCH TACTILE SPST-NO 0.02A 15V |  | 50 | 1 | 50 | $1.54 | 77.18 | 50 | 7 Days | USA | FCA MIA | NET 30 | https://www3.panasonic.biz/ac/cdn/e/control/switch/light-touch/catalog/sw_lt_eng_3529s.pdf
| 2100 | [6 empty] | 70 | MAX20360FEWZ+T | Analog Devices Inc./Maxim Integrated | EVKIT PART- IC; PMIC WITH ULTRA-LOW IQ REGULATOR | MOQ 2000 - Wait SAMPLE RFQ in progress | 50 | 1 | 50 | $9.97 | $- |  | 10 Days | USA | FCA MIA | NET 30 | https://br.mouser.com/ProductDetail/Analog-Devices-Maxim-Integrated/MAX20360FEWZ%2bT?qs=doiCPypUmgE5qUte5drm%2FA%3D%3D
| 2100 | [6 empty] | 71 | MAX32670GTL+ | Analog Devices Inc./Maxim Integrated | IC MCU 32BIT 384KB FLASH 40TQFN |  | 50 | 1 | 50 | $6.51 | 325.5 | 50 | 7 Days | USA | FCA MIA | NET 30 | https://datasheets.maximintegrated.com/en/ds/MAX32670.pdf
| 2100 | [6 empty] | 72 | MX25U51245GZ4I54 | Macronix | IC FLASH 512MBIT SPI/QUAD 8WSON |  | 50 | 1 | 50 | $13.63 | 681.63 | 50 | 7 Days | USA | FCA MIA | NET 30 | https://www.macronix.com/Lists/Datasheet/Attachments/8410/MX25U51245G,%201.8V,%20512Mb,%20v1.2.pdf
| 2100 | [6 empty] | 73 | MAX32666GXMBT+ | Analog Devices Inc./Maxim Integrated | IC MCU 32BIT 1MB FLASH 121CTBGA |  | 50 | 1 | 50 | $21.86 | 1092.88 | 50 | 7 Days | USA | FCA MIA | NET 30 | https://www.analog.com/media/en/technical-documentation/data-sheets/max32665-max32666.pdf
| 4320 | [6 empty] | 74 | MAX9062EBS+TG45 | Analog Devices Inc./Maxim Integrated | IC COMPARATOR 1 W/VOLT REF 4UCSP |  | 50 | 2 | 100 | $2.42 | 241.5 | 100 | 7 Days | USA | FCA MIA | NET 30 | https://www.analog.com/media/en/technical-documentation/data-sheets/max9060-max9064.pdf
| 2120 | [6 empty] | 75 | MAX3207EAUT+T | Analog Devices Inc./Maxim Integrated | TVS DIODE SOT23-6 |  | 50 | 1 | 50 | $2.89 | 144.38 | 50 | 7 Days | USA | FCA MIA | NET 30 | https://www.analog.com/media/en/technical-documentation/data-sheets/MAX3205E-MAX3208E.pdf
| 4240 | [6 empty] | 76 | MAX4737EBE+T | Analog Devices Inc./Maxim Integrated | IC SW SPST-NOX4 4.5OHM 16UCSP |  | 50 | 2 | 100 | $6.00 | 600.25 | 100 | 7 Days | USA | FCA MIA | NET 30 | https://www.analog.com/media/en/technical-documentation/data-sheets/MAX4737-MAX4739.pdf
| 2200 | [6 empty] | 77 | MAX14689EWL+T | Analog Devices Inc./Maxim Integrated | IC SWITCH DPDT X 1 450MOHM 9WLP |  | 50 | 1 | 50 | $4.46 | 223.13 | 50 | 7 Days | USA | FCA MIA | NET 30 | https://www.analog.com/media/en/technical-documentation/data-sheets/MAX14689.pdf
| 2200 | [6 empty] | 78 | ABS07-32.768KHZ-6-T | Abracon LLC | CRYSTAL 32.7680KHZ 6PF SMD |  | 50 | 1 | 50 | $1.29 | 64.4 | 50 | 7 Days | USA | FCA MIA | NET 30 | https://abracon.com/Resonators/ABS07.pdf
| 2100 | [6 empty] | 79 | FA-20H 32.0000MF12Y-W3 | EPSON | CRYSTAL 32.0000MHZ 12PF SMD |  | 50 | 1 | 50 | $2.26 | 112.88 | 50 | 7 Days | USA | FCA MIA | NET 30 | https://support.epson.biz/td/api/doc_check.php?dl=brief_FA-20H&lang=en
| 2200 | [6 empty] | 80 | CM1610H32768DZBT | Citizen Finedevice Co Ltd | CRYSTAL 32.7680KHZ 6PF SMD |  | 50 | 1 | 50 | $1.84 | 91.79 | 50 | 7 Days | USA | FCA MIA | NET 30 | http://cfd.citizen.co.jp/cms/cfd/pdf/english/CM1610H_E.pdf
| 2080 | [6 empty] | 81 | 63048 | EX-POWER | Battery pack 800mAh 04x30x42 | Suggest Local order. | 50 | 1 | 50 | $2.63 | 131.25 | 50 | 7 Days | BRAZIL | EXW CAMPINAS | NET 30 | http://www.valvolandia.com.br/baterias/li-po/3-7v-800mah-li-po/bateria-3-7v-800mah-li-on-recarregavel-6x30x48mm-com-conector
| 2400 | [6 empty] | 82 | 150150225 | Molex | Host board to sensor board flex cable |  | 50 | 1 | 50 | $3.45 | 172.38 | 50 | 7 Days | USA | FCA MIA | NET 30 | https://www.digikey.com.br/en/products/detail/molex/0150150225/3467249
$8,352.31
[16 empty] | FOB | $167.05
[16 empty] | est. USD CIF | $267.27
[16 empty] | est. Unit BRL | 1282.92

## EPE Quotation MOQ Full RELL
|  | resume | PN Qty | Total Price | Excess | Cost Excess |  |  |  |  | ExFOX |  | Supplier Data Base
|  |  | 1025536 | 329168.044 | 650616 | 102317.144 |  |  |  |  | 202945.044
[10 empty] | 69047 | 133898.044
| Coments | Pur Qty w/ Attrition | MOQ | Qty w/ supplier's MOQ | Unit Price | Total Price | % relation Total Price | Excess QTY | Excess Cost |  |  | Index | Manufacture Part Number | Manufacturer Name | Description | PROPOSED ALTERNATIVE | Assembly qty | Quantity per | Purchase Qt. | Unit Price | Total Price | SPQ | Lead time @ 28/6 | STD LT | Shipment Origin | Incoterms | Payment terms | Validity
GRM033C81E104KE14D | - | 2500 | 15000 | 15000 | 0.01 | 150 | 0.04557% | 12500 | 125 |  |  | 1 | GRM033C81E104KE14D | Murata Electronics | CAP CER 0.1UF 25V X6S 0201 |  | 50 | 1 | 15000 | 0.01 | 127.5 | 15000 | 7 Days | 98 | USA | FCA MIA | NET 30 | 15 Days
MAX30208CLB+ | - | 2080 | 2500 | 2500 | 3.52 | 8800 | 2.673% | 420 | 1478.4 |  |  | 2 | MAX30208CLB+ | Analog Devices Inc./Maxim Integrated | IC TEMP SENSOR |  | 50 | 1 | 2500 | 3.52 | 8797.5 | 2500 | 25 Days | 378 | USA | FCA MIA | NET 30 | 15 Days
MAX30208_HSP3_DEMO_B | Didn't find the Item | 2020 | 0 | 0 | 0 | 0 | 0% | -2020 | 0 |  |  | 3 | MAX30208_HSP3_DEMO_B | Analog Devices Inc./Maxim Integrated | PCB:MAX30208_HSP3_DEMO_B | UNABLE TO IDENTIFY | 50 | 1 |  |  | $-
GRM188R61E106MA73J | Items with MOQ ajustment | 11000 | 10000 | 20000 | 0.08 | 1600 | 0.4861% | 9000 | 720 |  |  | 4 | GRM188R61E106MA73J | Murata Electronics | CAP CER 10UF 25V X5R 0603 |  | 50 | 5 | 10000 | 0.08 | 816 | 10000 | 7 Days | 70 | USA | FCA MIA | NET 30 | 15 Days
GRM188R72A104KA35J | - | 6600 | 10000 | 10000 | 0.05 | 500 | 0.1519% | 3400 | 170 |  |  | 5 | GRM188R72A104KA35J | Murata Electronics | CAP CER 0.1UF 100V X7R 0603 |  | 50 | 3 | 10000 | 0.05 | 493 | 10000 | 7 Days | 98 | USA | FCA MIA | NET 30 | 15 Days
GRM155R61A106ME11J | - | 6600 | 40000 | 40000 | 0.03 | 1200 | 0.3646% | 33400 | 1002 |  |  | 6 | GRM155R61A106ME11J | Murata Electronics | CAP CER 10UF 10V X5R 0402 | GRM155R61A106ME11D | 50 | 3 | 40000 | 0.03 | 1088 | 40000 | 7 Days | 84 | USA | FCA MIA | NET 30 | 15 Days
C0603C105K3RAC7867 | - | 2200 | 15000 | 15000 | 0.07 | 1050 | 0.319% | 12800 | 896 |  |  | 7 | C0603C105K3RAC7867 | KEMET | CAP CER 1UF 25V X7R 0603 | C0603C105K3RACTU | 50 | 1 | 15000 | 0.07 | 1122 | 15000 | 7 Days | 273 | USA | FCA MIA | NET 30 | 15 Days
GRM033R61A104KE15J | - | 2200 | 50000 | 50000 | 0.0034 | 170 | 0.05165% | 47800 | 162.52 |  |  | 8 | GRM033R61A104KE15J | Murata Electronics | CAP CER 0.1UF 10V X5R 0201 |  | 50 | 1 | 50000 | 0.0034 | 170 | 50000 | 7 Days | 83 | USA | FCA MIA | NET 30 | 15 Days
CL05A105KO5NNNC | - | 2200 | 10000 | 10000 | 0.01 | 100 | 0.03038% | 7800 | 78 |  |  | 9 | CL05A105KO5NNNC | Samsung Electro-Mechanics | CAP CER 1UF 16V X5R 0402 |  | 50 | 1 | 10000 | 0.01 | 119 | 10000 | 7 Days | 140 | USA | FCA MIA | NET 30 | 15 Days
C0603X7R1A103K030BA | - | 2200 | 15000 | 15000 | 0.02 | 300 | 0.09114% | 12800 | 256 |  |  | 10 | C0603X7R1A103K030BA | TDK Corporation | CAP CER 10000PF 10V X7R 0201 |  | 50 | 1 | 15000 | 0.02 | 280.5 | 15000 | 7 Days | 182 | USA | FCA MIA | NET 30 | 15 Days
SFH 7016 | - | 2200 | 3000 | 3000 | 1.24 | 3720 | 1.13% | 800 | 992 |  |  | 11 | SFH 7016 | ams-OSRAM USA INC. | CHIP LED |  | 50 | 1 | 3000 | 1.24 | 3723 | 3000 | 7 Days | 112 | USA | FCA MIA | NET 30 | 15 Days
1981061-1 | Items with MOQ ajustment | 2200 | 400 | 2400 | 3.3 | 7920 | 2.406% | 200 | 660 |  |  | 12 | 1981061-1 | TE Connectivity AMP Connectors | CONN SPRING BATTERY 3POS R/A SMD |  | 50 | 1 | 400 | 3.3 | 1319.2 | 400 | 7 Days | 112 | USA | FCA MIA | NET 30 | 15 Days
10061122-251120HLF | Items with MOQ ajustment | 2200 | 2000 | 4000 | 0.35 | 1400 | 0.4253% | 1800 | 630 |  |  | 13 | 10061122-251120HLF | Amphenol ICC (FCI) | CONN FPC BOTTOM 25POS 0.3MM R/A | End of Life | 50 | 1 | 2000 | 0.35 | 700 | 2000 | 7 Days | 84 | USA | FCA MIA | NET 30 | 15 Days
CRCW02010000Z0ED | Items with MOQ ajustment | 11000 | 10000 | 20000 | 0.01 | 200 | 0.06076% | 9000 | 90 |  |  | 14 | CRCW02010000Z0ED | Vishay Dale | RES SMD 0 OHM JUMPER 1/20W 0201 |  | 50 | 5 | 10000 | 0.01 | 68 | 10000 | 7 Days | 188 | USA | FCA MIA | NET 30 | 15 Days
ERJ-2GE0R00X | Items with MOQ ajustment | 11000 | 10000 | 20000 | 0.01 | 200 | 0.06076% | 9000 | 90 |  |  | 15 | ERJ-2GE0R00X | Panasonic Electronic Components | RES SMD 0 OHM JUMPER 1/10W 0402 |  | 50 | 5 | 10000 | 0.01 | 68 | 10000 | 7 Days | 140 | USA | FCA MIA | NET 30 | 15 Days
ERJ-2RKF1002X | - | 4400 | 10000 | 10000 | 0.01 | 100 | 0.03038% | 5600 | 56 |  |  | 16 | ERJ-2RKF1002X | Panasonic Electronic Components | RES SMD 10K OHM 1% 1/10W 0402 |  | 50 | 2 | 10000 | 0.01 | 68 | 10000 | 7 Days | 140 | USA | FCA MIA | NET 30 | 15 Days
ERJ-2RKF1003X | - | 2200 | 10000 | 10000 | 0.01 | 100 | 0.03038% | 7800 | 78 |  |  | 17 | ERJ-2RKF1003X | Panasonic Electronic Components | RES SMD 100K OHM 1% 1/10W 0402 |  | 50 | 1 | 10000 | 0.01 | 68 | 10000 | 7 Days | 140 | USA | FCA MIA | NET 30 | 15 Days
MAX86176ENX+T | - | 2080 | 2500 | 2500 | 12.17 | 30425 | 9.243% | 420 | 5111.4 |  |  | 18 | MAX86176ENX+T | Analog Devices Inc./Maxim Integrated | PPG + ECG COMBO AFE |  | 50 | 1 | 2500 | 12.17 | 30430 | 2500 | 7 Days | 172 | USA | FCA MIA | NET 30 | 15 Days
VEMD8080 | Items with MOQ ajustment | 6600 | 5000 | 10000 | 1.44 | 14400 | 4.375% | 3400 | 4896 |  |  | 19 | VEMD8080 | Vishay Semiconductor Opto Division | PHOTODIODE 780 TO 1050 NM |  | 50 | 3 | 5000 | 1.44 | 7208 | 5000 | 7 Days | 35 | USA | FCA MIA | NET 30 | 15 Days
LIS2DS12TR | Price Update | 2200 | 8000 | 8000 | 1.7425 | 13940 | 4.235% | 5800 | 10106.5 |  |  | 20 | LIS2DS12TR | STMicroelectronics | ACCEL 2-16G I2C/SPI 12LGA |  | 50 | 1 | 8000 | 1.7425 | 14280 | 8000 | 7 Days | 105 | USA | FCA MIA | NET 30 | 15 Days
SIT1572AI-J3-18E-DCC-32.768E | Items with MOQ ajustment | 2200 | 1000 | 3000 | 2 | 6000 | 1.823% | 800 | 1600 |  |  | 21 | SIT1572AI-J3-18E-DCC-32.768E | SiTime | MEMS OSC XO 32.7680KHZ LVCMOS |  | 50 | 1 | 1000 | 2 | 2000 | 1000 | 7 Days | 42 | USA | FCA MIA | NET 30 | 15 Days
2450AT18D0100001E | - | 2200 | 3000 | 3000 | 0.44 | 1320 | 0.401% | 800 | 352 |  |  | 22 | 2450AT18D0100001E | Johanson Technology Inc. | RF ANT 2.4GHZ CHIP SOLDER SMD |  | 50 | 1 | 3000 | 0.44 | 1314 | 3000 | 7 Days | 70 | USA | FCA MIA | NET 30 | 15 Days
C1005X7R1H104K050BB | - | 2200 | 10000 | 10000 | 0.02 | 200 | 0.06076% | 7800 | 156 |  |  | 23 | C1005X7R1H104K050BB | TDK Corporation | CAP CER 0.1UF 50V X7R 0402 |  | 50 | 1 | 10000 | 0.02 | 238 | 10000 | 7 Days | 210 | USA | FCA MIA | NET 30 | 15 Days
C1005X5R1V225K050BC | - | 2200 | 10000 | 10000 | 0.09 | 900 | 0.2734% | 7800 | 702 |  |  | 24 | C1005X5R1V225K050BC | TDK Corporation | CAP CER 2.2UF 35V X5R 0402 |  | 50 | 1 | 10000 | 0.09 | 935 | 10000 | 7 Days | 168 | USA | FCA MIA | NET 30 | 15 Days
C1005X5R0J475K050BC | - | 8800 | 10000 | 10000 | 0.13 | 1300 | 0.3949% | 1200 | 156 |  |  | 25 | C1005X5R0J475K050BC | TDK Corporation | CAP CER 4.7UF 6.3V X5R 0402 |  | 50 | 4 | 10000 | 0.13 | 1275 | 10000 | 7 Days | 168 | USA | FCA MIA | NET 30 | 15 Days
C1005X5R0J225K050BC | - | 2200 | 10000 | 10000 | 0.05 | 500 | 0.1519% | 7800 | 390 |  |  | 26 | C1005X5R0J225K050BC | TDK Corporation | CAP CER 2.2UF 6.3V X5R 0402 |  | 50 | 1 | 10000 | 0.05 | 510 | 10000 | 7 Days | 252 | USA | FCA MIA | NET 30 | 15 Days
GRM0335C1H160JA01D | - | 4400 | 15000 | 15000 | 0.0034 | 51 | 0.01549% | 10600 | 36.04 |  |  | 27 | GRM0335C1H160JA01D | Murata Electronics | CAP CER 16PF 50V C0G/NP0 0201 |  | 50 | 2 | 15000 | 0.0034 | 51 | 15000 | 7 Days | 98 | USA | FCA MIA | NET 30 | 15 Days
GRM188R61E106MA73J | Items with MOQ ajustment | 11000 | 10000 | 20000 | 0.08 | 1600 | 0.4861% | 9000 | 720 |  |  | 28 | GRM188R61E106MA73J | Murata Electronics | CAP CER 10UF 25V X5R 0603 |  | 50 | 7 | 10000 | 0.08 | 816 | 10000 | 7 Days | 70 | USA | FCA MIA | NET 30 | 15 Days
GRM033R61A105ME15J | - | 6600 | 50000 | 50000 | 0.1 | 5000 | 1.519% | 43400 | 4340 |  |  | 29 | GRM033R61A105ME15J | Murata Electronics | CAP CER MLCC |  | 50 | 3 | 50000 | 0.1 | 4930 | 50000 | 7 Days | 134 | USA | FCA MIA | NET 30 | 15 Days
GRM033C71C104KE14J | - | 15400 | 50000 | 50000 | 0.01 | 500 | 0.1519% | 34600 | 346 |  |  | 30 | GRM033C71C104KE14J | Murata Electronics | CAP CER 0.1UF 16V X7S 0201 |  | 50 | 7 | 50000 | 0.01 | 340 | 50000 | 7 Days | 98 | USA | FCA MIA | NET 30 | 15 Days
GRM21BR61A476ME15K | - | 2200 | 10000 | 10000 | 0.25 | 2500 | 0.7595% | 7800 | 1950 |  |  | 31 | GRM21BR61A476ME15K | Murata Electronics | CAP CER 47UF 10V X5R 0805 |  | 50 | 1 | 10000 | 0.25 | 2499 | 10000 | 7 Days | 112 | USA | FCA MIA | NET 30 | 15 Days
GRM033R61E472MA12D | - | 2200 | 15000 | 15000 | 0.0034 | 51 | 0.01549% | 12800 | 43.52 |  |  | 32 | GRM033R61E472MA12D | Murata Electronics | CAP CER 4700PF 25V X5R 0201 |  | 50 | 1 | 15000 | 0.0034 | 51 | 15000 | 7 Days | 98 | USA | FCA MIA | NET 30 | 15 Days
C0402C105K8PAC7867 | - | 22000 | 50000 | 50000 | 0.02 | 1000 | 0.3038% | 28000 | 560 |  |  | 33 | C0402C105K8PAC7867 | KEMET | CAP CER 1UF 10V X5R 0402 | C0402C105K8PACTU | 50 | 14 | 50000 | 0.02 | 935 | 50000 | 7 Days | 252 | USA | FCA MIA | NET 30 | 15 Days
CL10A226MO7JZNC | Items with MOQ ajustment | 14700 | 4000 | 16000 | 0.28 | 4480 | 1.361% | 1300 | 364 |  |  | 34 | CL10A226MO7JZNC | Samsung Electro-Mechanics | CAP CER 22UF 16V X5R 0603 |  | 50 | 7 | 4000 | 0.28 | 1128.8 | 4000 | 7 Days | 142 | USA | FCA MIA | NET 30 | 15 Days
GRM033C81A105ME05D | - | 6600 | 15000 | 15000 | 0.11 | 1650 | 0.5013% | 8400 | 924 |  |  | 35 | GRM033C81A105ME05D | Murata Electronics | CAP CER 1UF 10V X6S 0201 |  | 50 | 3 | 15000 | 0.11 | 1683 | 15000 | 7 Days | 112 | USA | FCA MIA | NET 30 | 15 Days
GRM033R71A472KA01D | - | 2200 | 15000 | 15000 | 0.0034 | 51 | 0.01549% | 12800 | 43.52 |  |  | 36 | GRM033R71A472KA01D | Murata Electronics | CAP CER 4700PF 10V X7R 0201 |  | 50 | 1 | 15000 | 0.0034 | 51 | 15000 | 7 Days | 98 | USA | FCA MIA | NET 30 | 15 Days
GRM033R61C104KE14D | - | 4400 | 15000 | 15000 | 0.01 | 150 | 0.04557% | 10600 | 106 |  |  | 37 | GRM033R61C104KE14D | Murata Electronics | CAP CER 0.1UF 16V X5R 0201 |  | 50 | 5 | 15000 | 0.01 | 127.5 | 15000 | 7 Days | 98 | USA | FCA MIA | NET 30 | 15 Days
C1005X5R1V105K050BC | - | 2200 | 10000 | 10000 | 0.04 | 400 | 0.1215% | 7800 | 312 |  |  | 38 | C1005X5R1V105K050BC | TDK Corporation | CAP CER 1UF 35V X5R 0402 |  | 50 | 1 | 10000 | 0.04 | 442 | 10000 | 7 Days | 196 | USA | FCA MIA | NET 30 | 15 Days
C0603X5R1E104M030BB | - | 2200 | 15000 | 15000 | 0.02 | 300 | 0.09114% | 12800 | 256 |  |  | 39 | C0603X5R1E104M030BB | TDK Corporation | CAP CER 0.1UF 25V X5R 0201 |  | 50 | 1 | 15000 | 0.02 | 306 | 15000 | 7 Days | 98 | USA | FCA MIA | NET 30 | 15 Days
KGM05AR51E103KH | - | 2200 | 10000 | 10000 | 0.09 | 900 | 0.2734% | 7800 | 702 |  |  | 40 | KGM05AR51E103KH | KYOCERA AVX | CAP CER 10000PF 25V X5R 0402 |  | 50 | 1 | 10000 | 0.09 | 850 | 10000 | 7 Days | 84 | USA | FCA MIA | NET 30 | 15 Days
C0603X5R1A104K030BC | - | 2200 | 15000 | 15000 | 0.02 | 300 | 0.09114% | 12800 | 256 |  |  | 41 | C0603X5R1A104K030BC | TDK Corporation | CAP CER 0.1UF 10V X5R 0201 |  | 50 | 1 | 15000 | 0.02 | 229.5 | 15000 | 7 Days | 182 | USA | FCA MIA | NET 30 | 15 Days
APFA2507QBDSEEZGKC | - | 2200 | 3000 | 3000 | 0.54 | 1620 | 0.4921% | 800 | 432 |  |  | 42 | APFA2507QBDSEEZGKC | Kingbright | LED RGB CLEAR 4SMD R/A |  | 50 | 1 | 3000 | 0.54 | 1611.6 | 3000 | 7 Days | 59 | USA | FCA MIA | NET 30 | 15 Days
SML-LX0404SIUPGUSB | Items with MOQ ajustment | 2200 | 2000 | 4000 | 0.69 | 2760 | 0.8385% | 1800 | 1242 |  |  | 43 | SML-LX0404SIUPGUSB | Lumex Opto/Components Inc. | LED RGB CLEAR SMD |  | 50 | 1 | 2000 | 0.69 | 1380.4 | 2000 | 7 Days | 154 | USA | FCA MIA | NET 30 | 15 Days
TF13BA-6S-0.4SH(800) | - | 2200 | 5000 | 5000 | 0.91 | 4550 | 1.382% | 2800 | 2548 |  |  | 44 | TF13BA-6S-0.4SH(800) | Hirose Electric Co Ltd | CONN FPC BOTTOM 6POS 0.4MM R/A |  | 50 | 1 | 5000 | 0.91 | 4564.5 | 5000 | 7 Days | 196 | USA | FCA MIA | NET 30 | 15 Days
FH26W-25S-0.3SHW(60) | - | 2080 | 5000 | 5000 | 1.51 | 7550 | 2.294% | 2920 | 4409.2 |  |  | 45 | FH26W-25S-0.3SHW(60) | Hirose Electric Co Ltd | CONN FPC BOTTOM 25POS 0.3MM R/A |  | 50 | 1 | 5000 | 1.51 | 7531 | 5000 | 7 Days | 196 | USA | FCA MIA | NET 30 | 15 Days
DX07S024JJ3R1300 | Items with MOQ ajustment | 2080 | 1300 | 2600 | 2.47 | 6422 | 1.951% | 520 | 1284.4 |  |  | 46 | DX07S024JJ3R1300 | JAE Electronics | CONN RCP USB3.1 TYPEC 24P SMD RA |  | 50 | 1 | 1300 | 2.47 | 3204.5 | 1300 | 7 Days | 72 | USA | FCA MIA | NET 30 | 15 Days
DFE201612E-2R2M=P2 | Items with MOQ ajustment | 6600 | 3000 | 9000 | 0.21 | 1890 | 0.5742% | 2400 | 504 |  |  | 47 | DFE201612E-2R2M=P2 | Murata Electronics | FIXED IND 2.2UH 1.8A 116MOHM SMD |  | 50 | 4 | 3000 | 0.21 | 622.2 | 3000 | 7 Days | 84 | USA | FCA MIA | NET 30 | 15 Days
MLP2012H2R2MT0S1 | - | 2200 | 4000 | 4000 | 0.2 | 800 | 0.243% | 1800 | 360 |  |  | 48 | MLP2012H2R2MT0S1 | TDK Corporation | FIXED IND 2.2UH 1A 195 MOHM SMD |  | 50 | 1 | 4000 | 0.2 | 809.2 | 4000 | 7 Days | 280 | USA | FCA MIA | NET 30 | 15 Days
BLM21PG221SN1D | - | 2200 | 4000 | 4000 | 0.05 | 200 | 0.06076% | 1800 | 90 |  |  | 49 | BLM21PG221SN1D | Murata Electronics | FERRITE BEAD 220 OHM 0805 1LN |  | 50 | 1 | 4000 | 0.05 | 190.4 | 4000 | 7 Days | 112 | USA | FCA MIA | NET 30 | 15 Days
HZ1206C202R-10 | - | 2200 | 3000 | 3000 | 0.12 | 360 | 0.1094% | 800 | 96 |  |  | 50 | HZ1206C202R-10 | Laird-Signal Integrity Products | FERRITE BEAD 2 KOHM 1206 1LN |  | 50 | 1 | 3000 | 0.12 | 351.9 | 3000 | 7 Days | 91 | USA | FCA MIA | NET 30 | 15 Days
ERJ-2GE0R00X | Items with MOQ ajustment | 11000 | 10000 | 20000 | 0.01 | 200 | 0.06076% | 9000 | 90 |  |  | 51 | ERJ-2GE0R00X | Panasonic Electronic Components | RES SMD 0 OHM JUMPER 1/10W 0402 |  | 50 | 1 | 10000 | 0.01 | 68 | 10000 | 7 Days | 140 | USA | FCA MIA | NET 30 | 15 Days
ERJ-1GNF5101C | - | 4400 | 15000 | 15000 | 0.01 | 150 | 0.04557% | 10600 | 106 |  |  | 52 | ERJ-1GNF5101C | Panasonic Electronic Components | RES SMD 5.1K OHM 1% 1/20W 0201 |  | 50 | 2 | 15000 | 0.01 | 153 | 15000 | 7 Days | 126 | USA | FCA MIA | NET 30 | 15 Days
ERJ-1GNF27R0C | - | 4400 | 15000 | 15000 | 0.01 | 150 | 0.04557% | 10600 | 106 |  |  | 53 | ERJ-1GNF27R0C | Panasonic Electronic Components | RES SMD 27 OHM 1% 1/20W 0201 |  | 50 | 2 | 15000 | 0.01 | 153 | 15000 | 7 Days | 126 | USA | FCA MIA | NET 30 | 15 Days
ERJ-1GNF4701C | - | 6600 | 15000 | 15000 | 0.01 | 150 | 0.04557% | 8400 | 84 |  |  | 54 | ERJ-1GNF4701C | Panasonic Electronic Components | RES SMD 4.7K OHM 1% 1/20W 0201 |  | 50 | 3 | 15000 | 0.01 | 153 | 15000 | 7 Days | 126 | USA | FCA MIA | NET 30 | 15 Days
ERJ-2GEJ103X | - | 2200 | 10000 | 10000 | 0.01 | 100 | 0.03038% | 7800 | 78 |  |  | 55 | ERJ-2GEJ103X | Panasonic Electronic Components | RES SMD 10K OHM 5% 1/10W 0402 |  | 50 | 1 | 10000 | 0.01 | 68 | 10000 | 7 Days | 140 | USA | FCA MIA | NET 30 | 15 Days
ERJ-2LWFR010X | - | 2200 | 30000 | 30000 | 0.08 | 2400 | 0.7291% | 27800 | 2224 |  |  | 56 | ERJ-2LWFR010X | Panasonic Electronic Components | RES 0.01 OHM 1% 1/5W 0402 |  | 50 | 1 | 30000 | 0.08 | 2499 | 30000 | 7 Days | 126 | USA | FCA MIA | NET 30 | 15 Days
ERJ-1GNF3301C | - | 6600 | 15000 | 15000 | 0.01 | 150 | 0.04557% | 8400 | 84 |  |  | 57 | ERJ-1GNF3301C | Panasonic Electronic Components | RES SMD 3.3K OHM 1% 1/20W 0201 |  | 50 | 4 | 15000 | 0.01 | 153 | 15000 | 7 Days | 126 | USA | FCA MIA | NET 30 | 15 Days
ERJ-1GNJ103C | - | 6600 | 15000 | 15000 | 0.01 | 150 | 0.04557% | 8400 | 84 |  |  | 58 | ERJ-1GNJ103C | Panasonic Electronic Components | RES SMD 10K OHM 5% 1/20W 0201 |  | 50 | 3 | 15000 | 0.01 | 76.5 | 15000 | 7 Days | 126 | USA | FCA MIA | NET 30 | 15 Days
ERJ-1GN0R00C | Items with MOQ ajustment | 37400 | 15000 | 45000 | 0.01 | 450 | 0.1367% | 7600 | 76 |  |  | 59 | ERJ-1GN0R00C | Panasonic Electronic Components | RES SMD 0 OHM JUMPER 1/20W 0201 |  | 50 | 27 | 15000 | 0.01 | 102 | 15000 | 7 Days | 126 | USA | FCA MIA | NET 30 | 15 Days
ERJ-2RKF1004X | - | 2200 | 10000 | 10000 | 0.01 | 100 | 0.03038% | 7800 | 78 |  |  | 60 | ERJ-2RKF1004X | Panasonic Electronic Components | RES SMD 1M OHM 1% 1/10W 0402 |  | 50 | 1 | 10000 | 0.01 | 68 | 10000 | 7 Days | 140 | USA | FCA MIA | NET 30 | 15 Days
ERJ-1GNF10R0C | - | 2200 | 15000 | 15000 | 0.01 | 150 | 0.04557% | 12800 | 128 |  |  | 61 | ERJ-1GNF10R0C | Panasonic Electronic Components | RES SMD 10 OHM 1% 1/20W 0201 |  | 50 | 1 | 15000 | 0.01 | 127.5 | 15000 | 7 Days | 126 | USA | FCA MIA | NET 30 | 15 Days
CRCW04024K70FKEDHP | - | 2200 | 10000 | 10000 | 0.02 | 200 | 0.06076% | 7800 | 156 |  |  | 62 | CRCW04024K70FKEDHP | Vishay Dale | RES SMD 4.7K OHM 1% 1/5W 0402 |  | 50 | 1 | 10000 | 0.02 | 204 | 10000 | 7 Days | 280 | USA | FCA MIA | NET 30 | 15 Days
ERJ-2GEJ220X | - | 2200 | 10000 | 10000 | 0.01 | 100 | 0.03038% | 7800 | 78 |  |  | 63 | ERJ-2GEJ220X | Panasonic Electronic Components | RES SMD 22 OHM 5% 1/10W 0402 |  | 50 | 1 | 10000 | 0.01 | 68 | 10000 | 7 Days | 140 | USA | FCA MIA | NET 30 | 15 Days
CRCW040210K0FKEE | - | 11000 | 50000 | 50000 | 0.01 | 500 | 0.1519% | 39000 | 390 |  |  | 64 | CRCW040210K0FKEE | Vishay Dale | RES SMD 10K OHM 1% 1/16W 0402 |  | 50 | 7 | 50000 | 0.01 | 340 | 50000 | 7 Days | 245 | USA | FCA MIA | NET 30 | 15 Days
TNPW04021K00BETD | - | 4400 | 10000 | 10000 | 0.44 | 4400 | 1.337% | 5600 | 2464 |  |  | 65 | TNPW04021K00BETD | Vishay Dale | RES 1K OHM 0.1% 1/16W 0402 |  | 50 | 3 | 10000 | 0.44 | 4386 | 10000 | 7 Days | 121 | USA | FCA MIA | NET 30 | 15 Days
PNM0402E2502BST1 | Items with MOQ ajustment | 2200 | 1000 | 3000 | 1.72 | 5160 | 1.568% | 800 | 1376 |  |  | 66 | PNM0402E2502BST1 | Vishay Dale Thin Film | RES SMD 25K OHM 0.1% 1/20W 0402 |  | 50 | 1 | 1000 | 1.72 | 1717 | 1000 | 7 Days | 641 | USA | FCA MIA | NET 30 | 15 Days
NCP03XH103J05RL | - | 2600 | 15000 | 15000 | 0.1 | 1500 | 0.4557% | 12400 | 1240 |  |  | 67 | NCP03XH103J05RL | Murata Electronics | THERMISTOR NTC 10KOHM 3380K 0201 |  | 50 | 1 | 15000 | 0.1 | 1530 | 15000 | 7 Days | 126 | USA | FCA MIA | NET 30 | 15 Days
434153017835 | - | 2200 | 4000 | 4000 | 0.6 | 2400 | 0.7291% | 1800 | 1080 |  |  | 68 | 434153017835 | Würth Elektronik | SWITCH TACTILE SPST-NO 0.05A 12V |  | 50 | 1 | 4000 | 0.6 | 2414 | 4000 | 7 Days | 175 | USA | FCA MIA | NET 30 | 15 Days
EVP-AA102K | - | 2200 | 5000 | 5000 | 0.74 | 3700 | 1.124% | 2800 | 2072 |  |  | 69 | EVP-AA102K | Panasonic Electronic Components | SWITCH TACTILE SPST-NO 0.02A 15V |  | 50 | 1 | 5000 | 0.74 | 3714.5 | 5000 | 7 Days | 168 | USA | FCA MIA | NET 30 | 15 Days
MAX20360FEWZ+T | Items with MOQ ajustment ¦Price Update | 2100 | 2000 | 4000 | 9 | 36000 | 10.94% | 1900 | 17100 |  |  | 70 | MAX20360FEWZ+T | Analog Devices Inc./Maxim Integrated | EVKIT PART- IC; PMIC WITH ULTRA-LOW IQ REGULATOR |  | 50 | 1 | 2000 | 9 | 27948 | 2000 | 10 Days | 168 | USA | FCA MIA | NET 30 | 15 Days
MAX32670GTL+ | Items with MOQ ajustment ¦Price Update | 2100 | 490 | 2450 | 4.508 | 11044.6 | 3.355% | 350 | 1577.8 |  |  | 71 | MAX32670GTL+ | Analog Devices Inc./Maxim Integrated | IC MCU 32BIT 384KB FLASH 40TQFN |  | 50 | 1 | 490 | 4.508 | 2282.42 | 490 | 7 Days | 64 | USA | FCA MIA | NET 30 | 15 Days
MX25U51245GZ4I54 | Items with MOQ ajustment ¦Price Update | 2100 | 480 | 2400 | 9.786 | 23486.4 | 7.135% | 300 | 2935.8 |  |  | 72 | MX25U51245GZ4I54 | Macronix | IC FLASH 512MBIT SPI/QUAD 8WSON |  | 50 | 1 | 480 | 9.786 | 5260.8 | 480 | 7 Days | 72 | USA | FCA MIA | NET 30 | 15 Days
MAX32666GXMBT+ | Items with MOQ ajustment ¦Price Update | 2100 | 348 | 2436 | 15.554 | 37889.544 | 11.51% | 336 | 5226.144 |  |  | 73 | MAX32666GXMBT+ | Analog Devices Inc./Maxim Integrated | IC MCU 32BIT 1MB FLASH 121CTBGA |  | 50 | 1 | 348 | 15.554 | 5992.91 | 348 | 7 Days | 210 | USA | FCA MIA | NET 30 | 15 Days
MAX9062EBS+TG45 | Items with MOQ ajustment | 4320 | 2500 | 5000 | 1.56 | 7800 | 2.37% | 680 | 1060.8 |  |  | 74 | MAX9062EBS+TG45 | Analog Devices Inc./Maxim Integrated | IC COMPARATOR 1 W/VOLT REF 4UCSP |  | 50 | 2 | 2500 | 1.56 | 3901.5 | 2500 | 7 Days | 18 | USA | FCA MIA | NET 30 | 15 Days
MAX3207EAUT+T | - | 2120 | 2500 | 2500 | 1.43 | 3575 | 1.086% | 380 | 543.4 |  |  | 75 | MAX3207EAUT+T | Analog Devices Inc./Maxim Integrated | TVS DIODE SOT23-6 |  | 50 | 1 | 2500 | 1.43 | 3565.75 | 2500 | 7 Days | 72 | USA | FCA MIA | NET 30 | 15 Days
MAX4737EBE+T | Items with MOQ ajustment | 4240 | 2500 | 5000 | 4.37 | 21850 | 6.638% | 760 | 3321.2 |  |  | 76 | MAX4737EBE+T | Analog Devices Inc./Maxim Integrated | IC SW SPST-NOX4 4.5OHM 16UCSP |  | 50 | 2 | 2500 | 4.37 | 10922.5 | 2500 | 7 Days | 84 | USA | FCA MIA | NET 30 | 15 Days
MAX14689EWL+T | - | 2200 | 2500 | 2500 | 2.64 | 6600 | 2.005% | 300 | 792 |  |  | 77 | MAX14689EWL+T | Analog Devices Inc./Maxim Integrated | IC SWITCH DPDT X 1 450MOHM 9WLP |  | 50 | 1 | 2500 | 2.64 | 6587.5 | 2500 | 7 Days | 17 | USA | FCA MIA | NET 30 | 15 Days
ABS07-32.768KHZ-6-T | - | 2200 | 3000 | 3000 | 0.68 | 2040 | 0.6197% | 800 | 544 |  |  | 78 | ABS07-32.768KHZ-6-T | Abracon LLC | CRYSTAL 32.7680KHZ 6PF SMD |  | 50 | 1 | 3000 | 0.68 | 2050.2 | 3000 | 7 Days | 126 | USA | FCA MIA | NET 30 | 15 Days
FA-20H 32.0000MF12Y-W3 | Items with MOQ ajustment | 2100 | 250 | 2250 | 1.65 | 3712.5 | 1.128% | 150 | 247.5 |  |  | 79 | FA-20H 32.0000MF12Y-W3 | EPSON | CRYSTAL 32.0000MHZ 12PF SMD |  | 50 | 1 | 250 | 1.65 | 413.1 | 250 | 7 Days | 158 | USA | FCA MIA | NET 30 | 15 Days
CM1610H32768DZBT | - | 2200 | 5000 | 5000 | 1 | 5000 | 1.519% | 2800 | 2800 |  |  | 80 | CM1610H32768DZBT | Citizen Finedevice Co Ltd | CRYSTAL 32.7680KHZ 6PF SMD |  | 50 | 1 | 5000 | 1 | 5000 | 5000 | 7 Days | 77 | USA | FCA MIA | NET 30 | 15 Days
63048 | PN will be treated a part | 2080 | 50 | 0 | 2.63 | 0 | 0% | 0 | 0 |  |  | 81 | 63048 | EX-POWER | Battery pack 800mAh 04x30x42 | Suggest Local order. | 50 | 1 | 50 | 2.63 | 131.5 | 50 | 7 Days | 140 | BRAZIL | EXW CAMPINAS | NET 30 | 15 Days
150150225 | Items with MOQ ajustment | 2400 | 1000 | 3000 | 2.16 | 6480 | 1.969% | 600 | 1296 |  |  | 82 | 150150225 | Molex | Host board to sensor board flex cable |  | 50 | 1 | 1000 | 2.16 | 2159 | 1000 | 7 Days | 57 | USA | FCA MIA | NET 30 | 15 Days
$206,132.88
[20 empty] | FOB | $4,122.66
[20 empty] | est. USD CIF | $6,596.25
[20 empty] | est. Unit BRL | 31662.01

## Resume
| Suppliers |  |  |  | EPE 2000 + Attrition | EPE - With MOQ | EPE- Attrition + MOQ
| DigiKey | EPE 200 | EPE 200 - With MOQ
|  |  |  | Price | 270868.782 | 195270.492 | 329168.044
Wo/ Attrion | 36964.97 | 53690 | $206,132.88 | FOB | 135.4344 | 97.6352 | 164.584
Fob | 184.8248 | 268.45 | $4,122.66 | CIF | 216.695 | 156.2164 | 263.3344
[6 empty] | MOQ Excess | Attritio + MOQ Excess
W/ Attrition | 63466.768 | 67286.25 | -
Fob | 317.3338 | 336.4312 | - |  |  | 55209.5 | 101956.144